## List of Assets
City of Coquitlam RFP 21-072 HVAC Systems Maintenance & Repair Services Appendix A - HVAC Equipment Inventory, Address, Belt & Filter List
CODE | ASSET | UNIFORMAT | TAG | MAKE / MODEL | SERIAL # | FILTER (all pleated filters must be a minimum of MERV 8) | BELTS
BD0301.D3000 | AUSTIN FIREHALL - 428 Nelson Ave | BD0301.D3000
72856 | Furnace, FURN-4, main floor furnace room, services workshop - Austin Firehall | BD0301.D3020 | FURN-4, | TM9T080B12MP11B | W1M4326197 | 1-12x24x1 TA
72857 | Furnace, FURN-5, main floor furnace room, serves hose tower - Austin Firehall | BD0301.D3020 | FURN-5 | DJX20 / R | S63056 | 2-20x25x2 PL | 1-A30
45780 | Infrared Heater, RH-1, Truck Bay, Truck Bay | BD0301.D3020 | RH-1 | CRV-16 | 880528 | see Radiant Heater PM / Part number 5880120 / EMCO HVAC
45781 | Infrared Heater, RH-2, Truck Bay, Truck Bay | BD0301.D3020 | RH-2 | CRV -16 | 880530 | see Radiant Heater PM / Part number 5880120 / EMCO HVAC
45782 | Infrared Heater, RH-3, Truck Bay, Truck Bay | BD0301.D3020 | RH-3 | CRV -16 | 880529 | see Radiant Heater PM / Part number 5880120 / EMCO HVAC
45783 | Infrared Heater, RH-4Truck Bay, Truck Bay | BD0301.D3020 | RH-4 | CRV -A6 | 880531 | see Radiant Heater PM / Part number 5880120 / EMCO HVAC
45784 | Infrared Heater, RH-5, Truck Bay, Truck Bay | BD0301.D3020 | RH-5 | CRV -A6 | 880532 | see Radiant Heater PM / Part number 5880120 / EMCO HVAC
45785 | Infrared Heater, RH-6, Truck Bay, Truck Bay | BD0301.D3020 | RH-6 | CRV -A6 | 880526 | see Radiant Heater PM / Part number 5880120 / EMCO HVAC
45786 | Condensing Unit, CU-1, Roof, Basement | BD0301.D3030 | CU-1 | CZBB03011B | WOD5011555
45787 | Condensing Unit, CU-2, Roof, Main floor | BD0301.D3030 | CU-2 | CZB04211A | WOB557216
45788 | Condensing Unit, CU-3, Roof, 2nd floor | BD0301.D3030 | CU-3 | CZB04811A | WOC5705963
93075 | Condensing Unit, CU-4, Roof, 2nd floor (serves East and West dorms) | BD0301.D3050 | CU-4 | AOU45RLXFZ | LYN016909
93076 | Fan coil, FC-4a, 2nd floor, Dorms | BD0301.D3050 | FC-4a | ASU24RLF | KTA069612 | Washable
93077 | Fan coil, FC-4b, 2nd floor, Dorms | BD0301.D3050 | FC-4b | ASU24RLF | KTA071148 | Washable
45791 | Exhaust Fan, EF-1, Roof, Truck Bay | BD0301.D3040 | EF-1 | PRN12GE | WMB908001
45792 | Exhaust Fan, EF-2, Roof, Truck Bay | BD0301.D3040 | EF-2 | PRN12GE | WMB908001
45793 | Exhaust Fan, EF-3, Roof, Washroom | BD0301.D3040 | EF-3 | PRN110 | WMB908003
45794 | Exhaust Fan, EF-4, Roof, Washroom | BD0301.D3040 | EF-4 | PRN110 | WMB908004
56350 | Exhaust Fan, Roof, EF-5 | BD0301.D3040 | EF-5 | L200
56352 | Electric Fan Heater, Breathing Apparatus Maintenance Room, EH-1 | BD0301.D3040 | EH-1
56354 | Exhaust Fan, KE-1 | BD0301.D3040 | KE-1 | Allure
56355 | Exhaust Fan, KE-2 | BD0301.D3040 | KE-2 | Allure
65337 | Heat Pump, HPS-1, Basement Mechanical Room, Austin Firehall | BD0301.D3050 | HPS-1 | YZF04813CA | W1C3600704 | 1-16x25x1 media
65338 | Heat Pump, HPS-2, Basement Mechanical Room, Austin Firehall | BD0301.D3050 | HPS-2 | YZF04214CAC | W1B3482826 | 1-16x25x1 media
65339 | Heat Pump, HPS-3, Basement Mechanical Room, Austin Firehall | BD0301.D3050 | HPS-3 | YXF03013CA | W1D3617218 | 1-16x25x1 media
BD0302.D3000 | BURKE MOUNTAIN FIRESTATION - 3501 David Ave | BD0302.D3000
70866 | VRF, HP-1, Roof, all FCU 1 to 10, Burke Mountain Firestation | BD0302.D3030 | HP-1 | Pury-96TKMU-A | 2ZW00500
70867 | VRF, HP-2, Roof, all FCU 1 to 10, Burke Mountain Firestation | BD0302.D3030 | HP-2 | Pury-96TKMU-A | 3XW01041
70970 | TB Clgn Fan, CF-1, Truck Bay, Truck Bay, Burke Mountain Firestation | BD0302.D3040 | CF-1 | Powerfil X2.0
70971 | TB Clgn Fan, CF-2, Truck Bay, Truck Bay, Burke Mountain Firestation | BD0302.D3040 | CF-2 | Powerfil X2.0
70972 | TB Clgn Fan, CF-3, Truck Bay, Truck Bay, Burke Mountain Firestation | BD0302.D3040 | CF-3 | Powerfil X2.0
70973 | TB Clgn Fan, CF-4, Truck Bay, Truck Bay, Burke Mountain Firestation | BD0302.D3040 | CF-4 | Powerfil X2.0
70968 | Dry Booster Fan, DBF-1, Laundry, Laundry, Burke Mountain Firestation | BD0302.D3040 | DBF-1 | VK100
70873 | Exhaust Fan, EF-1, Roof, Vehicle Ex, Burke Mountain Firestation | BD0302.D3040 | EF-1 | FQ406N4ARD0
70874 | Exhaust Fan, EF-2, Roof, Vehicle Ex, Burke Mountain Firestation | BD0302.D3040 | EF-2 | FQ406N4ARD0
70875 | Exhaust Fan, EF-3, Janitor Room, Janitor Room, Burke Mountain Firestation | BD0302.D3040 | EF-3 | SE80Q
70876 | Exhaust Fan, EF-4, Gear Storage, Gear Storage, Burke Mountain Firestation | BD0302.D3040 | EF-4 | Z101S
70965 | Exhaust Fan, EF-5, Hose Tower, Hose Tower, Burke Mountain Firestation | BD0302.D3040 | EF-5 | Z121STDA
70966 | Exhaust Fan, EF-6, Janitor Room, Electrical Room, Burke Mountain Firestation | BD0302.D3040 | EF-6 | Z102STDA
70967 | Exhaust Fan, EF-7, Water Entry, Water Entry, Burke Mountain Firestation | BD0302.D3040 | EF-7 | SE80Q
70974 | Force Flow (Electric), FF-1 , Main Floor Lobby, Main Floor, Burke Mountain Firestation | BD0302.D3040 | FF-1 | OVS1502
70872 | Exhaust Fan, KEF-1, Roof, Kitchen, Burke Mountain Firestation | BD0302.D3040 | KEF-1 | D13 |  |  | 1-4L340
70969 | Shop Vent, SF-1, Shop 106, Shop, Burke Mountain Firestation | BD0302.D3040 | SF-1 | Z102STDA
70856 | FCU (Heat & Cool), FCU-1, Washroom, Community Room, Burke Mountain Firestation | BD0302.D3050 | FCU-1 | PEFY-P36NMAU-E2 |  | 1-9x54x2 PL
70864 | FCU (Heat & Cool), FCU-10, Gear Store Room, Gear Store Room, Burke Mountain Firestation | BD0302.D3050 | FCU-10 | PEFY-P12NMAU-E2 |  | 1-9x26x2 PL
70865 | FCU (Heat Only), FCU-11, Mech Room, Kitchen, Burke Mountain Firestation | BD0302.D3050 | FCU-11 | HH-R010W2R021R000 |  | 1-17x28x1 TA
70857 | FCU (Heat & Cool), FCU-3, M/F Washoom, Training 200, Burke Mountain Firestation | BD0302.D3050 | FCU-3 | PEFY-P36NMAU-E2 |  | 1-9x54x2 PL
70858 | FCU (Heat & Cool), FCU-4, Fitness Room, Fitness Room, Burke Mountain Firestation | BD0302.D3050 | FCU-4 | PEFY-P30NMAU-E2 |  | 1-9x43x2 PL
70859 | FCU (Heat & Cool), FCU-5, M/F Washoom, Dorm, Burke Mountain Firestation | BD0302.D3050 | FCU-5 | PEFY-P30NMAU-E2 |  | 1-9x42x2 PL
70860 | FCU (Heat & Cool), FCU-6, Large Washroom, Dorm, Burke Mountain Firestation | BD0302.D3050 | FCU-6 | PEFY-P24NMAU-E2 |  | 1-9x42x2 PL
70861 | FCU (Heat & Cool), FCU-7, Multi Purp Room, Multi Purp Room, Burke Mountain Firestation | BD0302.D3050 | FCU-7 | PVFY-P48E00B |  | 1-24x24x2 PL
70862 | FCU (Heat & Cool), FCU-8, Kitchen Cupboard, Kitchen, Burke Mountain Firestation | BD0302.D3050 | FCU-8 | PEFY-P36NMAU-E2 |  | 1-9x54x2 PL
70863 | FCU (Heat & Cool), FCU-9, Mech Room, Comms room 213, Burke Mountain Firestation | BD0302.D3050 | FCU-9 | PEFY-P12NMAU-E2 |  | 1-9x17x2 PL
70870 | Heat Recovery (Air to Air), HRV-1, West Mech Room, Fan Coils West, Burke Mountain Firestation | BD0302.D3050 | HRV-1 | E1100-F1 |  | Washables
70871 | Heat Recovery (Air to Air), HRV-2, East Mech Room, Fan Coils East, Burke Mountain Firestation | BD0302.D3050 | HRV-2 | E1100-F1 |  | Washables
70976 | Unit Heater, UH-1, Mech Room, Mech Room, Burke Mountain Firestation | BD0302.D3050 | UH-1 | H-18
BD0305.D3000 | BLUE MTN W/R - 975 King Albert Ave | BD0305.D3000
56356 | Exhaust Fan, EF-1 | BD0305.D3040 | EF-1 | 365 | 31619
56357 | Electric Radiant Heater, Concession & Washroom, RH-1 | BD0305.D3040 | RH-1
BD0318.D3000 | POIRIER LIBRARY - 575 Poirier St | BD0318.D3000 |  |  |  | all filters / not per unit
45883 | electric duct heater | BD0318.D3020 | EDH-1 | 207- sc |  | 1-16x32x1 Poly Media
45884 | electric duct heater | BD0318.D3020 | EDH-2 | 207- sc |  | 1-16x20x1 Replacement Sleeve
45885 | electric duct heater | BD0318.D3020 | EDH-3 | 207- rfc |  | 2-20x32 Replacement Sleeve
45886 | electric duct heater | BD0318.D3020 | EDH-4 | 207- sc |  | 2-20x24 Replacement Sleeve
52346 | Heat Pump, HP-1, Library Ceiling, Tech Services | BD0318.D3020 | HP-1 | EC04838C-FIE | RJ127345 | 1-20x30 Replacement Sleeve
52355 | Heat Pump, HP-10, Library Ceiling, South East Offices | BD0318.D3020 | HP-10 | EC0603hzc | RJ127433 | 1-14x20 Replacement Sleeve
52356 | Heat Pump, HP-11, Library Ceiling, Ceiling Space | BD0318.D3020 | HP-11 | EC0603hzc | RJ127467 | 22-18x20x1 Replacement Sleeve | 1-A34
52357 | Heat Pump, HP-12, Library Ceiling, East Office | BD0318.D3020 | HP-12 | EC0603hzc | RJ127416
52358 | Heat Pump, HP-13, Library Ceiling, Heatreclaim, Washroom Exhaust | BD0318.D3020 | HP-13 | EC0603hzc | RJ128594
52359 | Heat Pump, HP-14, Library Ceiling, Server Room | BD0318.D3020 | HP-14 | EC0703hzc | RJ127445
52360 | Heat Pump, HP-15, Library Ceiling, Middle Office | BD0318.D3020 | HP-15 | EC0483hzc | RJ127382
52361 | Heat Pump, HP-16, Library Ceiling, North East Office | BD0318.D3020 | HP-16 | EC0483hzc | J127381
66002 | Heat Pump, HP-17, Poirier Library Computer Room | BD0318.D3020 | HP-17 | EC018-IHZC-FLS | 3540-308-000001-T111M2389
52347 | Heat Pump, HP-2, Library Ceiling, Multingual - Stacks | BD0318.D3020 | HP-2 | ECO723HZC | 2J126911
52348 | Heat Pump, HP-3, Library Ceiling, North Offices | BD0318.D3020 | HP-3 | EC0603hzc | RJ127466
52349 | Heat Pump, HP-4, Library Ceiling, North West Offices | BD0318.D3020 | HP-4 | EC0483hzc | 0
52350 | Heat Pump, HP-5, Library Ceiling, Stacks | BD0318.D3020 | HP-5 | EC0723hzc | RJ126928 |  | 1-A48
52351 | Heat Pump, HP-6, Library Ceiling, South Corridor | BD0318.D3020 | HP-6 | EC0963hzc | RJ127054 |  | 1-A46
52352 | Heat Pump, HP-7, Library Ceiling, Staff Room | BD0318.D3020 | HP-7 | EC0603hzc | RJ127415
52353 | Heat Pump, HP-8, Library Ceiling, Sound Area | BD0318.D3020 | HP-8 | EC0603hzc | RJ127436
52354 | Heat Pump, HP-9, Library Ceiling, South East Corridor | BD0318.D3020 | HP-9 | EC0603hzc | RJ127435
56359 | Fan, South Side Through Access Hatch, FS-1 | BD0318.D3040 | FS-1 | 207 |  |  | 1-A31
56358 | Fan, North Side Through Access Hatch, FS-2 | BD0318.D3040 | FS-2 | SA55NXTD-4491 | 840CV |  | 1-A34
BD0322.D3000 | VICTORIA HALL - 3435 Victoria Dr | BD0322.D3000
52004 | Air Conditioner, AHU-1, Upper level Mezzanine, Upper Auditorium | BD0322.D3000 | AHU-1 | AC096F32-A-a | 0610-66575E | 2-20x25x2 TA | 1-B52
52003 | Air conditioner, Evaporator Unit, AHU-2, Upper level Mezzanine, Upper Auditorium | BD0322.D3000 | AHU-2 | AC096F32A-A | 0610-6675C |  | 1-B53
52005 | Exhaust Fan, EF-1, Upper level Mezzanine, Upper Auditorium | BD0322.D3000 | EF-1 | VCDK008C
52006 | Exhaust Fan, EF-2, Upper level Mezzanine, Upper Auditorium | BD0322.D3000 | EF-2 | VCDD020C
52002 | Furnace, Furn-1, Lower Floor Mechanical room, Lower Floor Day Care | BD0322.D3000 | FURN-1 | AC-150 | M4-185 | 1-20x25x1 TA
52007 | Return Fan, RF-1 Upper level Mezzanine, Upper Auditorium | BD0322.D3000 | RF-1 | Q23
56360 | Duct Heater, Attic, DH-1 | BD0322.D3040 | DH-1 | SC-CTPB | 178164-001
56361 | Duct Heater, Attic, DH-2 | BD0322.D3040 | DH-2 | SC-CTPB | 178164-001
56362 | Exhaust Fan, Upper Bathroom, EF-3 | BD0322.D3040 | EF-3
56363 | Exhaust Fan, Women's Bathroom, EF-4 | BD0322.D3040 | EF-4 | F684N | 01H16M
56364 | Exhaust Fan, Men's Bathroom, EF-5 | BD0322.D3040 | EF-5 | F684N | 01H16M
BD0323.D3000 | DOGWOOD PAVILION - 1655 Winslow Ave | BD0323.D3000 |  |  |  | all filters / not per unit
45601 | Electric Heater 01, Wall | BD0323.D3020 | EH-1 | OFM10002 |  | 4-12x20x1 PL
45602 | Electric Heater 02, Wall | BD0323.D3020 | EH-2 | OAC01500 |  | 4-24x36x1 P10T
45603 | Electric Heater 03, Ceiling | BD0323.D3020 | EH-3 | OACP2000 |  | 12-17-1/2x23-1/4x2 EXACT PL
45609 | Rooftop HVAC Unit 05, Roof-South, ACT Room | BD0323.D3030 | HVAC05 | GCS16-653-125-5Y | 5694H11384 | 4-20x25x2 Poly Media
56368 | Condensor, CU-1 Roof Top Unit - Woodshop (serves RTU-1) | BD0323.D3030 | CU-1 | YCJD60S4353A | W1G1184588 | 1-16x25x2 Poly Media
56369 | Evaporator Coil, EC-1 - Indoor - Woodshop (serves CU-1/ includes condensate pump) | BD0323.D3030 | EC-1 | HD60S3XH1H | W1H1227547 | 8-16x25x2 TA
45621 | Exhaust Fan 01, Roof, New Craft Room | BD0323.D3040 | EF-1 | GB-081-4X-QD-R3 | 110244150709 |  | 1-3L190
45622 | Exhaust Fan 02, Roof, Washrooms | BD0323.D3040 | EF-2 | GB-081-4X-QD-R3 | 109587150707 |  | 1-3L180
45623 | Exhaust Fan 03, Roof, Kitchen Exhaust Hoods | BD0323.D3040 | EF-3 | Cube-2X0HP-LMDG-QD | 108881700705
45624 | Exhaust Fan 04, Ceiling Space, Lapidary Room | BD0323.D3040 | EF-4 | CSP-A390
45625 | Exhaust Fan 05, Ceiling Space, Washroom | BD0323.D3040 | EF-5 | SP-A-125
56370 | Exhaust Fan, Southeast, EF-6 | BD0323.D3040 | EF-6 | Domex | AO24
56371 | Exhaust Fan, Southwest, EF-7 | BD0323.D3040 | EF-7 | Domex | AO24
56372 | Exhaust Fan, West, EF-8 | BD0323.D3040 | EF-8 | GB-091-4X-QD-R3 | 1.09587E+11
45615 | Rooftop Unit 01, Roof, Woodworking Workshop | BD0323.D3040 | RTU-1 | DJE 20/0 | 542807RTU-1 |  | 1-B28
45616 | Rooftop Unit 02, Roof, New Meeting Room | BD0323.D3040 | RTU-2 | 48JHD006-541 | 3607G030337 |  | 1-A39
77656 | Rooftop Unit 03, Roof, New Craft Room | BD0323.D3040 | RTU-3 | ZXG04E2B1AA1A111A1-UPG | SN1G5838069 |  | 1-A40
45618 | Rooftop Unit 04, Roof, Country Kitchen N-135 | BD0323.D3040 | RTU-4 | 48TME007-501 | 4107G40300 |  | 1-A36
45619 | Rooftop Unit 05, Roof, Lounge Extension | BD0323.D3040 | RTU-5 | 48JHD005-541 | 3607G40331 |  | 1-A36
45620 | Rooftop Unit 06, Roof, Kitchen Makeup air | BD0323.D3040 | RTU-6 | HE 40/0 | S42807RTU-6 |  | 1-A36
65319 | Rooftop HVAC Unit, HPS-1, Roof, Dogwood Pavilion | BD0323.D3050 | HPS-1 | DPS012AHHG2PW | FBOU130500058
65336 | Rooftop HVAC Unit, HPS-10, Roof, Doowood Pavilion | BD0323.D3050 | HPS-10 | 48EZ-A2404030 | 1513C00998
65320 | Rooftop HVAC Unit, HPS-2, Roof, Dogwood Pavilion | BD0323.D3050 | HPS-2 | DPS007AHHG2PW | FBOU130500066
65321 | Rooftop HVAC Unit, HPS-3, Roof, Dogwood Pavilion | BD0323.D3050 | HPS-3 | 48EZ-A3606050 | 2513C10774
65322 | Rooftop HVAC Unit, HPS-6, Roof, Dogwood Pavilion Rooftop south | BD0323.D3050 | HPS-6 | 48EZ-A601305 | 1513C39434
65324 | Rooftop HVAC Unit, HPS-7, Roof, Dogwood Pavilion | BD0323.D3050 | HPS-7 | 48EZ-A6013050 | 1513C39436
65328 | Rooftop HVAC Unit, HPS-8, Roof, Dogwood Pavilion | BD0323.D3050 | HPS-8 | 48EZ-A6013050 | 1513C39435
65332 | Rooftop HVAC Unit, HPS-9, Roof, Dogwood Pavilion | BD0323.D3050 | HPS-9 | 48EZ-A6013050 | 1513C39437
BD0327.D3000 | TC FIREHALL - 1300 Pinetree Way | BD0327.D3000
72855 | Furnace, FURN-6, hose tower, TC Firehall | BD0327.D3020 | FURN-6 | MTI-HMD 11-150 | 38457B1506 | 1-12x26x2 TA | 1-A36
45739 | Furnace, Mechanical Room | BD0327.D3020 | FURN7 | SCE150352 | N/A | Washable
45741 | Infrared tube heater, Garage | BD0327.D3020 | IRH1 | CRV-A6 | 86-0991 | see Radiant Heater PM / Part number 5880120 / EMCO HVAC
45742 | Infrared tube heater, Garage | BD0327.D3020 | IRH2 | CRV-A6 | 86-0993 | see Radiant Heater PM / Part number 5880120 / EMCO HVAC
45743 | Infrared tube heater, Garage | BD0327.D3020 | IRH3 | CRV-A6 | 86-0017 | see Radiant Heater PM / Part number 5880120 / EMCO HVAC
45744 | Infrared tube heater, Garage | BD0327.D3020 | IRH4 | CRV-A6 | 86-0990 | see Radiant Heater PM / Part number 5880120 / EMCO HVAC
45745 | Infrared tube heater, Garage | BD0327.D3020 | IRH5 | CRV-A6 | 86-0018 | see Radiant Heater PM / Part number 5880120 / EMCO HVAC
45746 | Infrared tube heater, Garage | BD0327.D3020 | IRH6 | CRV-A6 | 86-0556 | see Radiant Heater PM / Part number 5880120 / EMCO HVAC
45731 | Exhaust fan, roof | BD0327.D3040 | EF1 | C-B185XQD | 86101790 |  | 1-A32
45732 | Exhaust fan, roof | BD0327.D3040 | EF2 | C-B185XQD | 86101794 |  | 1-A32
56373 | Washroom Exhaust, EF3 | BD0327.D3040 | EF3
56374 | FireTruck Exhaust Fan, EF4 | BD0327.D3040 | EF4 | HBDI-130 | 304984
BD0329.D3000 | MARINER FIREHALL - 775 Mariner Way | BD0329.D3000
45764 | Infrared heater, Truck Bay, Truck Bay | BD0329.D3020 | 1R1 | CRV-B6 | 90-0091 | see Radiant Heater PM / Part number 5880120 / EMCO HVAC
45765 | Infrared heater, Truck Bay, Truck Bay | BD0329.D3020 | 1R2 | CRV-B6 | 90-0092 | see Radiant Heater PM / Part number 5880120 / EMCO HVAC
45766 | Infrared heater, Truck Bay, Truck Bay | BD0329.D3020 | 1R3 | CRV-B6 | 90-0093 | see Radiant Heater PM / Part number 5880120 / EMCO HVAC
45767 | Infrared heater, Truck Bay, Truck Bay | BD0329.D3020 | 1R4 | CRV-B6 | 90-0094 | see Radiant Heater PM / Part number 5880120 / EMCO HVAC
45768 | Infrared heater, Truck Bay, Truck Bay | BD0329.D3020 | 1R5 | CRV-B6 | 90-0095 | see Radiant Heater PM / Part number 5880120 / EMCO HVAC
45769 | Infrared heater, Truck Bay, Truck Bay | BD0329.D3020 | 1R6 | CRV-B6 | 90-0096 | see Radiant Heater PM / Part number 5880120 / EMCO HVAC
77658 | Furance, FURN-1, South Wing Dorms, Second Floor Mechanical | BD0329.D3040 | FURN-1 | MC60D3XH1A | A0N6306157 | 1-20x24x1 TA
77659 | Furnace, FURN-2, South Wing Lounge, Second Floor Mechanical | BD0329.D3040 | FURN-2 | MC60D3XH1A | A0N6306143 | 1-20x24x1 TA
77660 | Furnace, FURN-3, South Wing Offices, Second Floor Mechanical | BD0329.D3040 | FURN-3 | MC60D3XH1A | A0N6306156 | 1-20x24x1 TA
72858 | Furnace, FURN-4, main floor furnace room, serves basement - Mariner Firehall | BD0329.D3020 | FURN-4 | TM9T080B12MP11B | W1B5524347 | 1-12x22x2 TA
45760 | Furnace, Furn -5 Mech. Room 2, Auxiliary/Storage | BD0329.D3020 | FURN-5 | HMS2-75 | CD02159
72859 | Furnace, FURN-6, main floor furnace room, serves hose tower - Mariner Firehall | BD0329.D3020 | FURN-6 | MTI-HMD 11-150 | 38457A1506 | 2-20x25x2 Pleated | 1-A34
45762 | Unit Heater, N. Truck Bay, N. Truck Bay | BD0329.D3020 | UH1 | 100-F | N/A
45763 | Unit Heater, N. Truck Bay, N. Truck Bay | BD0329.D3020 | UH2 | 100-F | N/A
45770 | Condensing Unit, Roof, South Wing Dorms | BD0329.D3030 | CU-1 | YZB048911A | WOF6443458
45771 | Condensing Unit, Roof, South Wing Lounge | BD0329.D3030 | CU-2 | YZB048911A | WOE6394574
45772 | Condensing Unit, Roof, South Wing Offices | BD0329.D3030 | CU-3 | YZB048911A | WOB7451528
45752 | Exhaust Fan, Roof | BD0329.D3040 | EF1 | VTDB-12 | N/A
45753 | Exhaust Fan, Roof | BD0329.D3040 | EF2 | VTBB-24 | N/A |  | 1-4L250
45754 | Exhaust Fan, Roof | BD0329.D3040 | EF3 | VTBB-24 | N/A
45755 | Exhaust Fan, Roof | BD0329.D3040 | EF4 | VUBK-18 | N/A
56380 | Truck Exhaust, TE-1 | BD0329.D3040 | TE-1 | HDBI-130
BD0334.D3000 | TC FIRE ADMIN - 1300 Pinetree Way | BD0334.D3000 |  |  |  | all filters / not as per unit
53878 | 5 ton air conditioner, AC-1, Dispatch (214), Dispatch (214) | BD0334.D3030 | AC-1 | Mini-mate 2 MMD60E7CHSLA |  | 4-20x20x4 Pleated
53880 | 5 ton air conditioner, AC-2, H/C W/R (215), Dispatch (214) | BD0334.D3030 | AC-2 | Mini-mate 2 MMD60E7CHSLA |  | 1-16x20x4 Pleated
53882 | 3 ton air conditioner, AC-3, Admin bsmt IT (014), Admin Bsmt IT (014) | BD0334.D3030 | AC-3 | Mini-mate 2 MMD36E7YHEDA |  | 7-16x25x4 Pleated
53879 | Condensing unit, CU-1, Admin roof, AC-1 | BD0334.D3030 | CU-1 | Mini-mate 2 PFH067A-YL7 |  | 1-20x20x1 TA
53881 | Condensing unit, CU-2, Admin roof, AC-2 | BD0334.D3030 | CU-2 | Mini-mate 2 PFH067A-YL7 |  | 2-18x24x1 TA
53883 | Condensing unit, CU-3, Admin roof, AC-2 | BD0334.D3030 | CU-3 | Mini-mate 2 PFH037A-YL7 |  | 7-20x25x2 TA
53916 | Convector, BB-1, Stair 1 basement, Stair 1 | BD0334.D3040 | BB-1 | FST |  | 1-18x20x1 TA
53917 | Convector, BB-2, Stair 2 basement, Stair 2 | BD0334.D3040 | BB-2 | FST |  | 6-17x46x1 TA
53918 | Convector, BB-3, Corridor (216), Corridor (216) | BD0334.D3040 | BB-3 | FST |  | 2-16x20x2 TA
53930 | Electric duct heater, EDH-1, Dispatch (214), SF-1 | BD0334.D3040 | EDH-1 | FC Series |  | 3-20x20x2 TA
53909 | Exhaust fan, EF-1, Electrical room (012) | BD0334.D3040 | EF-1 | SP-A780 |  | 1-17x18x1 TA
53910 | Exhaust fan, EF-2, W/C room (204A) | BD0334.D3040 | EF-2 | CSP-A200 |  | 1-17x22x1 TA | 1-3L180
53911 | Exhaust fan, EF-3, Photocopy room (103) | BD0334.D3040 | EF-3 | CSP-A290 |  | 1-10x18x2 TA
53912 | Exhaust fan, EF-4, W/C room (215) | BD0334.D3040 | EF-4 | SP-A190 |  | 1-18x34x1 TA
53913 | Exhaust fan, EF-5, Photocopy room (206) | BD0334.D3040 | EF-5 | CSP-A290
53904 | Re-heat coil, RHC-1, Basement, Future Exercise Room | BD0334.D3040 | RHC-1 | HW series
53905 | Re-heat coil, RHC-2, Basement, Men's W.R./Women's W.R. (003/004) | BD0334.D3040 | RHC-2 | HW series
53906 | Re-heat coil, RHC-3, Basement, Basement/Storage/Gym - Serves FC-14 | BD0334.D3040 | RHC-3 | HW series
53907 | Re-heat coil, RHC-4, Main floor, Main floor firehall | BD0334.D3040 | RHC-4 | HW series
53908 | Re-heat coil, RHC-5, 2nd floor, 2nd floor | BD0334.D3040 | RHC-5 | HW series
53914 | Supply fan, SF-1, Dispatch (214) | BD0334.D3040 | SF-1 | CSP-A190
53902 | Floor mounted fan coil, AHU-1, Mezz Mech Rm, Firehall | BD0334.D3050 | AHU-1 | AV 008 |  |  | 1-A46
53903 | Floor mounted fan coil, AHU-2, Bsmt mech rm. (011), Admin Building | BD0334.D3050 | AHU-2 | AV 008 |  |  | 1-A46
53884 | Floor mounted fan coil, FC-1, Bsmt mech rm. (013), Admin main floor | BD0334.D3050 | FC-1 | HH006W4R511L000 |  |  | 1-A46
53893 | Ceiling mounted fan coil, FC-10, Storage (209), Office/Comm officer/Duty chief (208/212/213) | BD0334.D3050 | FC-10 | HH 012
53894 | Ceiling mounted fan coil, FC-11, Office (208), Board Room (207) | BD0334.D3050 | FC-11 | HH 015
53895 | Ceiling mounted fan coil, FC-12, Photocopy (206), Reception/Deputy/Deputy (201/202/203) | BD0334.D3050 | FC-12 | AH 030 |  |  | 1-A48
53896 | Ceiling mounted fan coil, FC-13, Photocopy (206), Fire chief/Admin (204/205) | BD0334.D3050 | FC-13 | HH 015
53897 | Floor mounted fan coil, FC-14, Basement, Basement/Storage/Gym | BD0334.D3050 | FC-14 | AV008W4B513R000
53898 | Floor mounted fan coil, FC-15, Mezz Mech Rm, Men's dorm/Officers dorm (219)/Firehall | BD0334.D3050 | FC-15 | AV 012 |  |  | 1-A47
53899 | Floor mounted fan coil, FC-16, Mezz Mech Rm, Main floor firehall | BD0334.D3050 | FC-16 | AV 012 |  |  | 1-A47
53900 | Floor mounted fan coil, FC-17, Mezz Mech Rm, Future dorm (210)/Female dorm (217)/W.R's/Firehall | BD0334.D3050 | FC-17 | AV 012 |  |  | 1-A47
53901 | Ceiling mounted fan coil, FC-18, Entry (100), Entry/Admin General (100/101) | BD0334.D3050 | FC-18 | HH 015
53885 | Floor mounted fan coil, FC-2, Bsmt mech rm. (013), Admin main floor | BD0334.D3050 | FC-2 | HH008W4R511R000
53886 | Floor mounted fan coil, FC-3, Bsmt mech rm. (011), Admin main floor | BD0334.D3050 | FC-3 | AV012W4B713R000
53887 | Floor mounted fan coil, FC-4, Bsmt mech rm. (011), Admin main floor | BD0334.D3050 | FC-4 | AV012W4B713R000
53888 | Ceiling mounted fan coil, FC-5, Men's w/r (109), Office/Luncroom/Corridor (113/115/117) | BD0334.D3050 | FC-5 | HH 010
53889 | Ceiling mounted fan coil, FC-6, Women's w/r (108), Training Officer/Training (106/107) | BD0334.D3050 | FC-6 | HH 012
53890 | Ceiling mounted fan coil, FC-7, Entry (100), Entry/Admin General (100/101) | BD0334.D3050 | FC-7 | HH 015
53891 | Ceiling mounted fan coil, FC-8, W/R (104), Admin Office/Photocopy (102/103) | BD0334.D3050 | FC-8 | HH 012
53892 | Ceiling mounted fan coil, FC-9, Training Rm (116), Training room (116) | BD0334.D3050 | FC-9 | HH 018 |  |  | 1-A39
53915 | Heat recovery unit, HRU-1, Roof, Ventilation air | BD0334.D3050 | HRU-1 | C3000E |  |  | 2-A48
BD0336.D3000 | MACKIN MUSEUM - 1116 Brunette Ave | BD0336.D3000
45715 | Water Cooled A/C, Main Floor Mechanical, Main Floor | BD0336.D3030 | AC1 | KACD24-V-4 | 92029141 | 1-20x20x1 TA
45716 | Water Cooled A/C, 2nd Floor Mechanical, 2nd Floor | BD0336.D3030 | AC2 | KACD24-V-4 | 9209138 | 1-20x20x1 TA
45717 | Water Cooled A/C, Basement Mechanical Rm, Basement | BD0336.D3030 | AC3 | KACD24-V-4 | 9209125 | 1-20x20x1 TA
45710 | Exhaust Fan, Basement Mechanical Rm, Basement | BD0336.D3040 | EF1
45711 | Exhaust Fan, Basement Mechanical Rm, Basement | BD0336.D3040 | EF2
77661 | Exhaust Fan, Basement | BD0336.D3040 | EF-3
BD0339.D3000 | POIRIER FORUM - 618 Poirier St | BD0339.D3000
72079 | FORCE FLOW HEATER, FF-1, CHANGE ROOM 1, CHANGE ROOM 1, Poirier Forum | BD0339.D3020 | FF-1 | CF3008C24
72080 | FORCE FLOW HEATER, FF-2, CHANGE ROOM 1, CHANGE ROOM 1, Poirier Forum | BD0339.D3020 | FF-2 | CF3008C24
72081 | FORCE FLOW HEATER, FF-3, CHANGE ROOM 2, CHANGE ROOM 2, Poirier Forum | BD0339.D3020 | FF-3 | CF3008C24
72082 | FORCE FLOW HEATER, FF-4, CHANGE ROOM 2, CHANGE ROOM 2, Poirier Forum | BD0339.D3020 | FF-4 | CF3008C24
72083 | FORCE FLOW HEATER, FF-5, CHANGE ROOM 3, CHANGE ROOM 3, Poirier Forum | BD0339.D3020 | FF-5 | CF3008C24
72084 | FORCE FLOW HEATER, FF-6, CHANGE ROOM 3, CHANGE ROOM 3, Poirier Forum | BD0339.D3020 | FF-6 | CF3008C24
72085 | FORCE FLOW HEATER, FF-7, CHANGE ROOM 4, CHANGE ROOM 4, Poirier Forum | BD0339.D3020 | FF-7 | CF3008C24
72086 | FORCE FLOW HEATER, FF-9, OUTSIDE ELECTRICAL VAULT, OUTSIDE ELECTRICAL VAULT, Poirier Forum | BD0339.D3020 | FF-9 | WF2008T
72061 | EXHAUST FAN, EF-1, JANITOR ROOM, JANITOR ROOM, Poirier Forum | BD0339.D3040 | EF-1 | Z8H
72070 | EXHAUST FAN, EF-10, WASHROOM ROOM, WASHROOM ROOM, Poirier Forum | BD0339.D3040 | EF-10 | SE110
72062 | EXHAUST FAN, EF-2, CHANGE ROOM 4, CHANGE ROOM 4, Poirier Forum | BD0339.D3040 | EF-2 | Z8H
72063 | EXHAUST FAN, EF-3, CHANGE ROOM 3, CHANGE ROOM 3, Poirier Forum | BD0339.D3040 | EF-3 | Z8H
72064 | EXHAUST FAN, EF-4, CHANGE ROOM 2, CHANGE ROOM 2, Poirier Forum | BD0339.D3040 | EF-4 | Z8H
72065 | EXHAUST FAN, EF-5, CHANGE ROOM 1, CHANGE ROOM 1, Poirier Forum | BD0339.D3040 | EF-5 | Z8H
72066 | EXHAUST FAN, EF-6, MECHANICAL ROOM, MECHANICAL ROOM, Poirier Forum | BD0339.D3040 | EF-6 | Z8H
72067 | EXHAUST FAN, EF-7, ELECTRICAL VAULT, OUTSIDE ELECTRICAL VAULT, Poirier Forum | BD0339.D3040 | EF-7 | Z121S
72068 | EXHAUST FAN, EF-8, ELECTRICAL ROOM, ELECTRICAL ROOM, Poirier Forum | BD0339.D3040 | EF-8 | Z102S
72069 | EXHAUST FAN, EF-9, WASHROOM ROOM, WASHROOM ROOM, Poirier Forum | BD0339.D3040 | EF-9 | SE110
72071 | SUPPLY FAN, SF-1, ARENA WEST, ARENA WEST, Poirier Forum | BD0339.D3040 | SF-1 | BC30TZ | K14AN92699 | 4-24x48x2 PL
72072 | SUPPLY FAN, SF-2, ARENA EAST, ARENA EAST, Poirier Forum | BD0339.D3040 | SF-1 | BC30TZ | K14AN92700 | 4-24x48x2 PL
NEW | Dehumidifier > to be added in 2017 | BD0339.D3040 | DH-1
BD0341.D3000 | Mundy Park F/H - 629 Hillcrest St | BD0341.D3000 |  |  |  | all filters / not as per unit
75770 | VRF Fan Coil, DXFCU-1, Multipurposeroom ceiling, Multipurposeroom, Mundy Park F/H | BD0341.D3000 | DXFCU-1 | PEFY-P24NMAU-E3 |  | 2 - 16x24x1 PL
75771 | VRF Fan Coil, DXFCU-2, Multipurposeroom ceiling, Multipurposeroom, Mundy Park F/H | BD0341.D3000 | DXFCU-2 | PEFY-P24NMAU-E3
75776 | Eletric Duct Heater, EDH-1, Mehanical Room 106, Mens's W/R 108 Womens W/R 109, Mundy Park F/H | BD0341.D3000 | EDH-1 | RFC
75777 | Eletric Duct Heater, EDH-2, Mehanical Room 106, Mehanical Room 106, Mundy Park F/H | BD0341.D3000 | EDH-2 | RFC
75779 | Exhaust Fan, EF-1, Electrical Room 104, Electrical Room 104, Mundy Park F/H | BD0341.D3000 | EF-1 | Z8H
75772 | VRF Heat Pump, HP-1, Mechanical Room 200, Multipurposeroom, Mundy Park F/H | BD0341.D3000 | HP-1 | PUMY-P48NHMU
75773 | Heat Recovery Ventilator, HRV-1, Mehanical Room 106, Heat Recovery for Building, Mundy Park F/H | BD0341.D3000 | HRV-1 | LGH-F1200RX5-E1
75774 | Heat Recovery Ventilator, HRV-2, Storage Room 102, Heat Recovery for Building, Mundy Park F/H | BD0341.D3000 | HRV-2 | LGH-F1200RX5-E1
75775 | Unit Heater, UH-1, Severy 105, Severy 105, Mundy Park F/H | BD0341.D3000 | UH-1 | OACP4000
BD0342.D3000 | Rochester Park Washroom - 1390 Rochester Ave. | BD0342.D3000
89185 | Unit Heater, UH-1, Mens Washroom | BD0342.D3020 | UH-1
89186 | Unit Heater, UH-2, Womens Washroom | BD0342.D3020 | UH-2
89187 | Exhaust Fans, EF-1, Roof, Mens Washroom | BD0342.D3040 | EF-1 | L200L
89188 | Exhaust Fans, EF-2, Roof, Womens Washroom | BD0342.D3040 | EF-2 | L200L
89189 | Exhaust Fans, EF-3, Roof, Service Room | BD0342.D3040 | EF-3 | L200L
BD0343.D3000 | Robinson Memorial Park Admin Bldg - 621 Robinson St | BD0343.D3000
72863 | Exhaust Fan, EF-1, Garage - Robinson Memorial Park Admin Bldg | BD0343.D3040 | EF-1 | P12RA | H53365007
BD0346.D3000 | EVERGREEN - 1205 Pinetree Way | BD0346.D3000 |  |  |  | all filters / not as per unit
45570 | Unit Heater, Loading Dock | BD0346.D3020 | UH1 | 126S |  | 1-16x16x2 Pleated
45560 | Air conditioner, Sound & Dimmer Room | BD0346.D3030 | AC2 | KMS0912 | 0127013 | 5-12x24x2 Pleated
45559 | Air conditioner, Sound & Dimmer Room | BD0346.D3030 | AC1 | KMS0912 | 0125213 | 10-16x20x2 Pleated
45562 | Air coditioner, Show Control Room | BD0346.D3030 | AC5 | CM1972A | 0051312 | 9-16x25x2 Pleated
45561 | Condensing Unit, Sound & Dimmer Room | BD0346.D3030 | CU4 | CM1812 |  | 11-24x24x2 Pleated
45563 | Condensing Unit, Show Control Room | BD0346.D3030 | CU5 | CM1812 |  | 3-16x25x1 TA
45564 | Fancoil unit, Electrical Room | BD0346.D3030 | FCU1 | BCHB-90 |  | 4-20x20x1 TA | 1-A51
45545 | Airhandling unit, Roof, Rehearsal Hall | BD0346.D3040 | AHU1 | PentPak |  |  | 1-A46
45546 | Airhandling unit, Roof, Studio | BD0346.D3040 | AHU2 | PentPak
45547 | Airhandling unit, Roof, Dressing Rooms | BD0346.D3040 | AHU3 | PentPak |  |  | 1-A35
45548 | Airhandling unit, Roof, Lobby | BD0346.D3040 | AHU4 | 180-BR-HD |  |  | 1-A65
45549 | Airhandling unit, Roof, Studio | BD0346.D3040 | AHU5 | 180-BR-HD |  |  | 1-A65
45550 | Airhandling unit, Roof, Studio | BD0346.D3040 | AHU6 | 180-BR-HD
45551 | Airhandling unit, Roof, Exhibition Hall | BD0346.D3040 | AHU7 | PentPak |  |  | 1-B57
45552 | Airhandling unit, Roof, Admin. Area | BD0346.D3040 | AHU8 | 36 BR
45557 | Exhaust Fan, Roof, Studio | BD0346.D3040 | EF-11 | PNN245F
56385 | Exhaust Fan, F12 | BD0346.D3040 | EF-12 | 590A
45553 | Exhaust Fan, Roof, Main Washroom | BD0346.D3040 | EF-2 | ALX135-UB |  |  | 1-4L220
45554 | Exhaust Fan, Roof, Staff Washroom | BD0346.D3040 | EF-3 | PNN 135E1
45555 | Exhaust Fan, Roof, Washroom | BD0346.D3040 | EF-4 | Pnn100E1 |  |  | 1-3L250
56383 | Exhaust Fan, F6 | BD0346.D3040 | EF-6 | 363
56384 | Exhaust Fan, F7 | BD0346.D3040 | EF-7 | 362
45556 | Exhaust Fan, Electrical Room | BD0346.D3040 | EF-8 | 207-2
56386 | Force Flow Heater, Stage Left Doorway, FF-1 | BD0346.D3040 | FF-1
BD0348.D3000 | PLACE DES ARTS - 1120 Brunette Ave | BD0348.D3000
45690 | Fancoil unit | BD0348.D3020 | FC1 | FXBNF01800 | N/A
45691 | Fancoil unit | BD0348.D3020 | FC2 | FX4B1F030000 | N/A
45692 | Fancoil unit | BD0348.D3020 | FC3 | FX4B1F030000 | N/A
45688 | Rooftop unit, RTU-1, East Side, Main Hall | BD0348.D3020 | RTU-1 | B3CH060A25C | NMG151361 | 2-14x20x1 PL ¦ 1-14x25x1 PL
45689 | Rooftop unit, RTU-2, Roof | BD0348.D3020 | RTU2 | 50PG-M08-A-5 | N/A | 2-20x32x2 PL ¦ 2-16x25x2 PL
45668 | Condensing Unit, Roof, Dance | BD0348.D3030 | CU1 | H1DA060S25 | EKDM378060
45669 | Condensing Unit, Roof, Gallery | BD0348.D3030 | CU2 | H1DA060S25 | EKDM378070
45670 | Condensing Unit, North, Ground | BD0348.D3030 | CU3 | MUM30NN2 | 06900018A
45671 | Condensing Unit, North, Ground | BD0348.D3030 | CU4 | MJ09NW | 9000532
45672 | Condensing Unit, North, Ground | BD0348.D3030 | CU5 | MU17NN2 | 000574T
45673 | Condensing Unit, North Roof, Piano Room | BD0348.D3030 | CU6 | 53CH060A25C | NMGM151361
45674 | Condensing Unit, South Roof, Room 203 | BD0348.D3030 | CU7 | 38EZG024300 | 1405E20560
45675 | Condensing Unit, South Roof, Room 202 | BD0348.D3030 | CU8 | 38EZG018300 | 0805E52810
45676 | Condensing Unit, South Roof, Room 201 | BD0348.D3030 | CU9 | 38EZG024300 | 1405E20584
45677 | Evaporator coil, Mechanical Rm | BD0348.D3030 | EC1 | MHD060SB | ELDS279490
45678 | Evaporator coil, Mechanical Rm | BD0348.D3030 | EC2 | MHD060SB | ELDS279492
45679 | Ductless split A/C, Room 207 | BD0348.D3030 | Split 1A | MS09NW2 | 2244
45680 | Ductless split A/C, Room 208 | BD0348.D3030 | Split 1B | MS09NW2 | 2306
45681 | Ductless split A/C, Room 206 | BD0348.D3030 | Split 1C | MS15NN2 | 786
45640 | Air Handling Unit, Upper Floor Mech. Rm | BD0348.D3040 | AHU1 | DJ-40-300V | B22770-MU-1 | 4-20x25x2 PL | 1-B64
45641 | Air Handling Unit, AHU-2, Gallery Storage Room, RM105,106 | BD0348.D3040 | AHU-2 | FX4BNF0300 | 1505A82732 | 1-14x25x1 PL
45642 | Air Handling Unit, Attic, Room 203 | BD0348.D3040 | AHU3 | FX4BNF030 | 1905A72029 | 1-16x24x1 PL
45643 | Air Handling Unit, Attic, Room 202 | BD0348.D3040 | AHU4 | FX4BMF018000A | 2205A71632 | 1-16x24x1 PL
45644 | Airhandling unit, Attic, Room 201 | BD0348.D3040 | AHU5 | FX4BNF030 | 2805A69442 | 1-16x24x1 PL
45646 | Exhaust Fan, Elev. Machine Room | BD0348.D3040 | EF-1 | 25H | N/A
45654 | Exhaust Fan, Room 106, Room 106 | BD0348.D3040 | EF10 | Z-8SH | N/A
45655 | Exhaust Fan, Room 105, Room 105 | BD0348.D3040 | EF10a | Z-6SH | N/A
45656 | Exhaust Fan, Janitor Closet | BD0348.D3040 | EF11 | Z-5H | N/A
45657 | Exhaust Fan, Kiln Room, Kiln Room | BD0348.D3040 | EF12 | Z-10SHTPH | N/A |  | 1-3L260
45658 | Exhaust Fan, Gallery Storage Room | BD0348.D3040 | EF13 | Z-615RATD | N/A
45659 | Exhaust Fan, Dance Storage | BD0348.D3040 | EF14 | Z-6SH | N/A
45660 | Exhaust Fan, Room 205 | BD0348.D3040 | EF15 | Z-1015RATD | N/A
45661 | Exhaust Fan, Room 204 | BD0348.D3040 | EF16 | Z-8SH | N/A
45662 | Exhaust Fan, Room 203 | BD0348.D3040 | EF17 | Z-10SHRATD | N/A
45663 | Exhaust Fan, Roof, North | BD0348.D3040 | EF18 | DX9B | 95-93607 |  | 1-3L290
45664 | Exhaust Fan, West Atrium, West | BD0348.D3040 | EF19 | N/A | N/A
45647 | Exhaust Fan, Parkade | BD0348.D3040 | EF-2 | GX205BC | N/A |  | 2-A58
45665 | Exhaust Fan, Centre - West Atrium, Central | BD0348.D3040 | EF20 | N/A | N/A
45666 | Exhaust Fan, Centre - East Atrium | BD0348.D3040 | EF21 | N/A | N/A
45667 | Exhaust Fan, East Atrium | BD0348.D3040 | EF22 | N/A | N/A
45648 | Exhaust Fan, Room 110 | BD0348.D3040 | EF4 | Z-10SHRATD | N/A
45649 | Exhaust Fan, Wet Room | BD0348.D3040 | EF5 | Z-6SHTDA | N/A
45650 | Exhaust Fan, Room 109, Room 109 | BD0348.D3040 | EF6 | Z101-SRATD | N/A
45651 | Exhaust Fan, Room 108 Ceiling, Room 108 | BD0348.D3040 | EF7 | Z101-SRATD | N/A
45652 | Exhaust Fan, Glaze Storage, Glaze Storage | BD0348.D3040 | EF8 | Z-6SH/RA | N/A
45653 | Exhaust Fan, Glaze Office, Glaze Office | BD0348.D3040 | EF9 | N/AV | N/A
56387 | Force Flow Heater, Ryan House, Room B03, FF-1 | BD0348.D3040 | FF-1 | CUH-2AAR-2
56388 | Force Flow Heater, Ryan House, FF-2 | BD0348.D3040 | FF-2 | CUH-2AAR-2
56389 | Force Flow Heater, Ryan House, FF-3 | BD0348.D3040 | FF-3 | CUH-2AAR-2
56390 | Force Flow Heater, Ryan House, FF-4 | BD0348.D3040 | FF-4 | CUH-2AAR-2
56391 | Force Flow Heater, Ryan House, FF-5 | BD0348.D3040 | FF-5 | CUH-2AAR-2
56392 | Force Flow Heater, Ryan House, FF-6 | BD0348.D3040 | FF-6 | CUH-2AAR-2
45645 | Supply Fan, Parkade , Lobby | BD0348.D3040 | SF1 | Z-6H | N/A
BD0386.D3000 | Mountainview Park Washroom- 800 Smith Ave | BD0386.D3000
89175 | Unit Heater, UH-1, Mens Washroom | BD0386.D3020 | UH-1 | PRH1321240000
89178 | Unit Heater, UH-4, Storage 2 | BD0386.D3020 | UH-4 | OAE2000AM-TB6
89177 | Unit Heater, UH-3, Storage 1 | BD0386.D3020 | UH-3 | OAE2000AM-TB6
89176 | Unit Heater, UH-2, Womens Washroom | BD0386.D3020 | UH-2 | PRH1321240000
89179 | Exhaust Fans, EF-1, Roof, Mens Washroom | BD0386.D3040 | EF-1 | Z6HTDA | H17NZ18313
89181 | Exhaust Fans, EF-3, Roof, Service Room | BD0386.D3040 | EF-3 | Z6HTDA | K17ZZ65954
89180 | Exhaust Fans, EF-2, Roof, Womens Washroom | BD0386.D3040 | EF-2 | Z6HTDA | H17NZ18317
BD0389.D3000 | SERVICE CENTRE - PARKS ADMINISTRATION BUILDING - 2647 Austin Ave | BD0389.D3000
89158 | Furnace, Furn-5 | BD0389D3020 | Furn-5 | B6EMMX48K-C | B6G151043567 | 20x20x1 PL
89157 | Furnace, Furn-4 | BD0389D3020 | Furn-4 | B6EMMX48K-C | B6G151043536 | 20x20x1 PL
89154 | Furnace, Furn-1 | BD0389D3020 | Furn-1 | B6EMMX36K-B | B6G160226294 | 18x20x1 PL
89156 | Furnace, Furn-3 | BD0389D3020 | Furn-3 | B6EMMX48K-C | B6G160207705 | 20x20x1 PL
89155 | Furnace, Furn-2 | BD0389D3020 | Furn-2 | B6EMMX36K-B | B6G170152198 | 18x20x1 PL
89159 | Condensing Unit, CU-1 | BD0389D3030 | CU-1 | ES4BE-036KA | ESG170378105
89164 | Condensing Unit, CU-5 | BD0389D3030 | CU-5 | ES6BF-048K | ESF170902713
89161 | Condensing Unit, CU-2 | BD0389D3030 | CU-2 | ES4BE-036KA | ESG170978104
89162 | Condensing Unit, CU-3 | BD0389D3030 | CU-3 | ES6BF-048K | ESF170902723
89163 | Condensing Unit, CU-4 | BD0389D3030 | CU-4 | ES6BF-048K | ESF170902722
89172 | Exhaust Fans, EF-9, Accessible Washroom | BD0389D3040 | EF-9 | AE50F-A
89165 | Exhaust Fans, EF-1, Electric Room | BD0389D3040 | EF-1 | L300
89166 | Exhaust Fans, EF-2, Mens Washroom | BD0389D3040 | EF-2 | L200
89167 | Exhaust Fans, EF-3, Womens Washroom | BD0389D3040 | EF-3 | L200
89168 | Exhaust Fans, EF-4, Custodial/Utilityl Room | BD0389D3040 | EF-4 | LP80-B
89169 | Exhaust Fans, EF-5, Shower Room | BD0389D3040 | EF-5 | AE50F-A
89170 | Exhaust Fans, EF-6 , Change Room | BD0389D3040 | EF-6 | L200
89171 | Exhaust Fans, EF-7 , Change Room | BD0389D3040 | EF-7 | L200
BD0350.D3000 | PLACE MAILLARDVILLE - 1200 Cartier Ave | BD0350.D3000 |  |  |  | all filters / not as per unit
52000 | Condensing Unit, CU-2, Roof | BD0350.D3030 | CU-2 | TWA090D30RAA | 11073PEDYA | 1-16x20x1 media
45916 | Condensing Unit, CU-3, Roof | BD0350.D3030 | CU-3 | TTD712B100AO | D30296806 | 3-16x25x1 media
45917 | Condensing Unit, CU-4, Roof | BD0350.D3030 | CU-4 | TTD748B100AO | E28280571 | 1-10x20x1 media
45918 | Condensing Unit, CU-5, Roof | BD0350.D3030 | CU-5 | TTD748B100AO | E18274810 | 2-16x20x1 media
45919 | Rooftop HVAC Unit, HVAC-1, Roof, Cooling only | BD0350.D3030 | HVAC-1 | DINA606N11E 006C | GM080206 | 2-12x20x1 media
51999 | Air Handling Unit, AHU-2, Closet | BD0350.D3040 | AHU-2 | TWE090D300AAA (R410A) | 10484RJ9BA |  | 1-A37
45906 | Air Handling Unit, AHU-3, Closet | BD0350.D3040 | AHU3 | 18VDXO-HP | 3402633743
45907 | Air Handling Unit, AHU-4, Closet | BD0350.D3040 | AHU-4 | CWV748B1408 | N/A
45908 | Air Handling Unit, AHU-5, Closet | BD0350.D3040 | AHU-5 | CWV742B140A | D15348601
45909 | Exhaust Fan, EF-1, Roof | BD0350.D3040 | EF1 | ERBA20M2 | V55278-01 |  | 1-3L190
45910 | Exhaust Fan, EF-2, Roof | BD0350.D3040 | EF-2 | ERBA12K4 | V55278-01
45911 | Exhaust Fan, EF-4, Roof | BD0350.D3040 | EF4 | ERDA9E2 | V55278-01
45912 | Exhaust Fan, EF-5, Roof | BD0350.D3040 | EF-5 | ERBA12K4 | V55278-01
45913 | Exhaust Fan, EF-6, Roof | BD0350.D3040 | EF6 | ERBA13K4 | V55278-01
56398 | Exhaust Fan, EF-7 | BD0350.D3040 | EF-7 | 362
56399 | Exhaust Fan, EF-8 | BD0350.D3040 | EF-8 | 362
56400 | Exhaust Fan, KEF-1 | BD0350.D3040 | KEF-1 | Microtek System IV
56401 | Exhaust Fan, KEF-2 | BD0350.D3040 | KEF-2 | N/A
45914 | Supply Fan, MUA-1, Roof | BD0350.D3040 | MUA-1 | N/A | N/A
BD0361.D3000 | BLUE MTN SCOUT - 1038 Winslow Ave | BD0361.D3000
45903 | Furnace, Mech room | BD0361.D3020 | FURN1 | P2DP016N09201A | EKCM507906 | 1-20x25x2 TA
BD0363.D3000 | POIRIER CC - 630 Poirier St | BD0363.D3000
56407 | Exhaust Fan, Above Lower Floor Exit Door, EF-1 / DECOMMISSIONED | BD0363.D3040 | EF-1 |  |  |  | ?
56408 | Exhaust Fan, Rooftop, North, EF-2 / DECOMMISSIONED | BD0363.D3040 | EF-2 | 143BCRA
56409 | Exhaust Fan, Rooftop, North Central, EF-3 / DECOMMISSIONED | BD0363.D3040 | EF-3
56410 | Exhaust Fan, Rooftop, Central, EF-4 / DECOMMISSIONED | BD0363.D3040 | EF-4 | DX10SR
56411 | Exhaust Fan, Rooftop, South, EF-5 | BD0363.D3040 | EF-5 | 132BCRA
56412 | Exhaust Fan, Rooftop, East, EF-6 | BD0363.D3040 | EF-6 | 143BCRA
56406 | Supply Fan, Lower Floor, SF-1 / DECOMMISSIONED | BD0363.D3040 | SF-1 | 12K
ASSETS HIGHLIGHTED IN RED ARE DISCONTINUED
89687 | Condensing Unit, CU-1, North roof | BD0363.D3030 | CU-1 | MUZFE09NAH | 6000032T
89685 | Fan Coil, FC-1, Indoors | BD0363.D3030 | FC-1 | MSZFE09NA | 7000016T
89688 | Condensing Unit, CU-2, South roof | BD0363.D3030 | CU-2 | MUZFE09NAH | 6000039T
89686 | Fan Coil, FC-2, Indoors | BD0363.D3030 | FC-2 | MSZFE09NA | 7000018T
89682 | Exhaust Fan, EF-1, Roof | BD0363.D3040 | EF-1 | G183V67X | 15260349
89683 | Exhaust Fan, EF-2, Roof | BD0363.D3040 | EF-2 | G075VGX | 15260350
89684 | Exhaust Fan, EF-3, Roof | BD0363.D3040 | EF-3 | G099VG4X | 15260351
BD0369.D3000 | POIRIER ADMIN - 640 / 644 Poirier St | BD0369.D3000
56426 | Air Conditioner, Server Room, ACSR-1 | BD0369.D3030 | ACSR-1 | MU09EW | 55902334D
45726 | Air Conditioner 2, Reception Area Down Stairs, Reception Area Down | BD0369.D3030 | Cond-2 | Lmi 120CP | LM0240C
45727 | Air Conditioner 3, Reception Area Down Stairs | BD0369.D3030 | Cond-3 | Lmi120cp | LM0240C
56427 | Exhaust Fan, North Washroom, Roof, EF-1 | BD0369.D3040 | EF-1 | 91CRA3D
56428 | Exhaust Fan, South Washroom, Roof, EF-2 | BD0369.D3040 | EF-2 | 80CRADE
56425 | Combustion Air Supply Fan, SF-1 | BD0369.D3040 | SF-1 | Z6S | 56386-0
BD0375.D3000 | CCAC - 1210 Pinetree Way | BD0375.D3000
45328 | Unit Heater, CUH-02, West exit, CCAC West exit Ceiling | BD0375.D3020 | CUH-2 | N/A | N/A
3006 | Air Handling Unit, AHU-1, Main Pool Deep End, CCAC Boiler Room | BD0375.D3040 | AHU-1 | PD-200-341 | 19608AHU1F | 32-20x25x2 P20T | 4-B128
3007 | Air Handling Unit, AHU-2, Mechanical Loft, CCAC Main Pool Shallow End | BD0375.D3040 | AHU-2 | PD-200-341 | 19608G | 32-20x25x2 P20T | 4-B128
3008 | Air Handling Unit, AHU-3, Leisure Pool , CCAC Penthouse Mechanical | BD0375.D3040 | AHU-3 | PD-200-341 | 19608H | 18-20x25x2 P20T ¦ 6-25x25x2 P20T ¦ air to air 4-36x55x2 Dustlok | 4-B128
3009 | Air Handling Unit, AHU-4, Change Room, CCAC Penthouse Mechanical | BD0375.D3040 | AHU-4 | LM-4-C | S19608A | 4-16x25x2 P20T ¦ air to air 1-31.5x39.5x2 Dustlok / 1-25x52x2 Dustlok | 1-B68
3010 | Air Handling Unit, AHU-5, Foyer , Office & Reception, CCAC Mechanical Penthouse | BD0375.D3040 | AHU-5 | LM-4-C | S19608B | 4-16x25x2 P20T | 1-B54
3011 | Air Handling Unit, AHU-6, Weight Room , Physio, Meeeting Room, CCAC Mechanical Penthouse | BD0375.D3040 | AHU-6 | LM-10-C | 19608C | 6-20x25x2 P20T | 2-B76
45346 | Exhaust Fan, EF-01, CCAC AHU4 | BD0375.D3040 | EF-1 | USF-220-BI | 15604102 |  | 1-AP47
45351 | Exhaust Fan, EF-10, Electrical room, CCAC Roof | BD0375.D3040 | EF10 | LBP-21-15 | 93J07985 | 4-16x25x2 P20T (Elec room) | 1-A44
45347 | Exhaust Fan, EF-03, Upper Mechanical Room, CCAC AHU5 | BD0375.D3040 | EF-3 | USF-213-BI | 15604103 |  | 1-4L290R
45349 | Exhaust Fan, EF-04, Wave room, CCAC Wave machine | BD0375.D3040 | EF-4 | SWB-18-10 | 93J07179
45350 | Exhaust Fan, EF-05, Workshop, CCAC Chemical Feed room | BD0375.D3040 | EF-5 | N/A | N/A
45345 | Exhaust Fan, EF-06, Chemical room, CCAC Main Storage | BD0375.D3040 | EF-6 | N/A | N/A
3040 | Exhaust Fan, EF-07, HVAC System, CCAC Chlorine Room | BD0375.D3040 | EF-7 | QT300
3041 | Exhaust Fan, EF-08, Storage Area ?, CCAC Storage Room ? | BD0375.D3040 | EF-8
3042 | Exhaust Fan, EF-09 Emergency Ozone, CCAC Ozone Room | BD0375.D3040 | EF-9 | QT-700
47580 | Return Fan, RF-01, Main Pool AHU-01, CCAC Boiler Mechanical Room, | BD0375.D3040 | RF-1 |  |  |  | 5-B128
47579 | Return Fan, RF-02, Main Pool AHU-2, CCAC Penthouse Mechanical Room, | BD0375.D3040 | RF-2 |  |  |  | 4-B124
47578 | Return Fan, RF-03, Leisure Pool AHU-3, CCAC Penthouse Mechanical Room, | BD0375.D3040 | RF-3 |  |  |  | 4-B112
45353 | Return Fan, RF-05, Foyer/ Office, CCAC Penthouse Mechanical Room, | BD0375.D3040 | RF-5 | 19608D | V-7915 |  | 1-B45
45354 | Return Fan, RF-06, Weight Room / Physio, CCAC Penthouse Mechanical Room | BD0375.D3040 | RF-6 | 19608E | V-7916 |  | 2-B85
70775 | Fan Coil serving lobby vestibule | BD0375.D3050 | FC-101 |  | 209
70758 | MTEC-1, water to water unit, upper mechanical room, CCAC | BD0375.D3090 | MTEC-1 | MC802/W | B51689 THX-CH-B-1
BD0377.D3000 | CITY HALL - 3000 Guildford Way | BD0377.D3000 |  |  |  | all filters / not as per unit
45470 | Unit Heater, Boiler Room 115, Boiler Room 115 | BD0377.D3020 | UH1 | UH5A07058DAAE | A97H1055 | 5-20x25x1 TA
45474 | Unit Heater, Receiving area 231, Receiving area 231 | BD0377.D3020 | UH2 | UH5A07058DAAE | A97H1055 | 1-16x25x1 TA
45471 | Unit Heater, Coffee Shop 217, Coffee Shop 217 | BD0377.D3020 | UH3 | UH5A07058DAAE | A97H1055 | 4-20x20x1 TA
45473 | Unit Heater, Mech.Rm.502, Mech.Rm.502 | BD0377.D3020 | UH4 | UH5A07058DAAE | A97H1055 | 35-20x20x2 P20T
45472 | Unit Heater, Mech.Rm.501, Mech.Rm.501 | BD0377.D3020 | UH5 | UH5A07058DAAE | A97H1055 | 12-16x20x2 P20T
45457 | Air Conditioner, Parkade P1, Printing room 243 | BD0377.D3030 | AC11 | AC03GF32AA | 32635C | 12-16x25x2 P20T | 1-4L370 ¦ 1-4L390
45464 | Air Conditioner, Computer Rm 439, Data Centre | BD0377.D3030 | AC14 | FCA56 | N/A | 28-20x25x2 P20T
45467 | Air Conditioner, Coffee Shop 217, Coffee Shop 217 | BD0377.D3030 | AC16 | N/A | N/A | 15-24x24x1 Poly Media
45455 | Condensing Unit, Roof, AC6 | BD0377.D3030 | CD1 | MKA532C | MK970108166 | 3-12x24x1 Poly Media
45454 | Condensing Unit, Roof, AC3 | BD0377.D3030 | CD2 | TTA120B400BC | M49381AH
93768 | Condensing Unit, P1, CU-2 | BD0377.D3050 | CU-2 | PUMPY-P48NKMU1 | 86U04048C
45466 | Condensing Unit, Roof, Coffee Shop 217 | BD0377.D3030 | CD5 | AC042X1021A | N/A
59967 | Exhaust Heat Pump (CH-101)Water to Water, Penthouse Mech room. ICT Server Room | BD0377.D3030 | CH-101 | WW240-
59968 | Exhaust Heat Pump (CH-102)Water to Water, Penthouse Mech room. ICT Server Room | BD0377.D3030 | CH-102 | WW240-
59966 | Dry Cooler (DC-101) Belt Driven, City Hall Roof, Back up water cooler | BD0377.D3030 | DC-101 | FND134F-8-G29
59969 | Ceiling mounted fan coil, FC-101, City Hall Room 441, ICT Server Room | BD0377.D3030 | FC-101 | 60SHW4 |  | 2-20x20x1 TA | 1-A42
93769 | FC-2a, Cassette, Council Committee rm | BD0377.D3050 | FC-2a | PLFY-EP24NEMU-E | 87A04290D | Washable
93770 | FC-2b, Cassette, Council Committee rm | BD0377.D3050 | FC-2b | PLFY-EP24NEMU-E | 87A04292D | Washable
59970 | Ceiling mounted fan coil, FC-102, City Hall Room 457, Data Room 457 | BD0377.D3030 | FC-102 | 60SHW4 |  | 2-20x20x1 TA | 1-B46
59981 | Humidifer, H-101, Penthouse Mechanical Room, City Hall ICT Server Room | BD0377.D3030 | H-101 | SK304-
45404 | Air Handling Unit, Mech.Rm.501, South building | BD0377.D3040 | AC01 | MCCA017 | K97K17721A |  | 2-B46
45405 | Air Handling Unit, Mech.Rm.501, South building | BD0377.D3040 | AC02 | MCCA025 | K97K18263A |  | 2-B56
45406 | Air Handling Unit, Mech.Rm.501, East building | BD0377.D3040 | AC03 | MCCA008 | K97K18946A |  | 2-B52
45407 | Air Handling Unit, Mech.Rm.501, South building | BD0377.D3040 | AC04 | MCCA030 | K97K17711A |  | 2-B54
45408 | Air Handling Unit, Mech.Rm.501, South building | BD0377.D3040 | AC05 | MCCA025 | K97K18323A |  | 2-B63
45410 | Air Handling Unit, Mech.Rm.502, West mechancial | BD0377.D3040 | AC07 | MCCA025 | 97K18337A |  | 2-B54
45411 | Air Handling Unit, Mech.Rm.502, West Mech. | BD0377.D3040 | AC08 | MCCA021 | 97K18348A |  | 2-B52
45409 | Air Handling Unit, Mech.Rm.502, Council Chambers | BD0377.D3040 | AC09 | MCCA008 | K97K18961A |  | 2-A58
45438 | Exhaust Fan, Room 402 ceiling, N. Washrooms (Men's) | BD0377.D3040 | EF01 | BSQ-90-5-R4 | 97117083 |  | 1-A33
45430 | Exhaust Fan, Roof, S. washrooms | BD0377.D3040 | EF02 | GB-90-4XQD | 97I17452 |  | 1-3L180
45419 | Exhaust Fan, Roof, 2nd fl. Washroom | BD0377.D3040 | EF03 | GB-70-4XQDR4 | 97I17352 |  | 1-3L190
45420 | Exhaust Fan, Roof | BD0377.D3040 | EF04 | GB130-3 | 97115421
45428 | Exhaust Fan, Roof, Mayors Washroom | BD0377.D3040 | EF05 | GB-70-4XQDR4 | 97I17354 |  | 1-3L180
45431 | Exhaust Fan, Roof, roof | BD0377.D3040 | EF07 | GB-90-4-XQD | 97I17460 |  | 1-4L220
45421 | Exhaust Fan, Roof, Council washroom | BD0377.D3040 | EF09 | GB-70-4XQDR4 | 97I17351 |  | 1-3L190
56442 | Exhaust Fan, EF10 | BD0377.D3040 | EF10 | SP-252
45437 | Exhaust Fan, Room 204, Library Washrooms | BD0377.D3040 | EF11 | BSQ-90-5 | N/A |  | 1-A33
45427 | Exhaust Fan, Roof, Library washroom | BD0377.D3040 | EF12 | GB-100-4XQD3A | 97I18234 |  | 1-3L190
45417 | Exhaust Fan, Printing rm. 243, Central printing | BD0377.D3040 | EF14 | GB130-3 | 97I15422 |  | 1-A35
45418 | Exhaust Fan, Receiving area 231, Receiving | BD0377.D3040 | EF16 | BSQ-90-7 | 97I17085 |  | 1-A35
45432 | Exhaust Fan, Roof, Showers | BD0377.D3040 | EF17 | GB-100-4XQD-3A | 97I18236 |  | 1-3L180
45433 | Exhaust Fan, Roof, Smoke exhaust | BD0377.D3040 | EF18 | GB-420-50 | 97I19383 |  | 2-A60
45434 | Exhaust Fan, Roof, Smoke exhaust | BD0377.D3040 | EF19 | GB-420-50 | 97I19384 |  | 2-A60
45435 | Exhaust Fan, Roof, Smoke exhaust | BD0377.D3040 | EF20 | GB-420-50 | 97I19385 |  | 2-A60
45436 | Exhaust Fan, Roof, Smoke exhaust | BD0377.D3040 | EF21 | GB-420-50 | 97I19386 |  | 2-A60
45412 | Exhaust Fan, Parkade, Electrical room | BD0377.D3040 | EF22 | BSQ-240-30 | 97I16158
45413 | Exhaust Fan, Parkade, Electrical room | BD0377.D3040 | EF23 | BSQ-240-30 | 97I16159
45423 | Exhaust Fan, Roof, Councillors washroom | BD0377.D3040 | EF24 | GB-70-4 | 97I16395 |  | 1-3L200
45422 | Exhaust Fan, Roof, Councillors kitchen | BD0377.D3040 | EF25 | GB-70-4 | 97I16396 |  | 1-3L200
45414 | Exhaust Fan, Parkade, Parkade exhaust | BD0377.D3040 | EF26 | BSQ-360-75-R6 | N/A
45415 | Exhaust Fan, Parkade, Parkade exhaust | BD0377.D3040 | EF27 | BSQ-360-75 | 97I20147 |  | 2-B97
45424 | Exhaust Fan, Roof, Electrical room | BD0377.D3040 | EF29A | GB-120-4XQD | 97I02432 |  | 1-3L180
45425 | Exhaust Fan, Roof, Electrical room | BD0377.D3040 | EF30 | GB-120-4XQD | 97H17804 |  | 1-3L190
45426 | Exhaust Fan, Roof, Electrical room | BD0377.D3040 | EF31 | GB-120-4XQD | 97H17805 |  | 1-3L190
45429 | Exhaust Fan, Roof, Print room hood | BD0377.D3040 | EF32 | GB-120-AXQD | 97H18675
56445 | Exhaust Fan, Janitors Room, EF6 | BD0377.D3040 | EF6 | SP-252 | 97I1678C
56441 | Exhaust Fan, EF8 | BD0377.D3040 | EF8 | BSQ-90-3 | 97I17080
45440 | Filter Bank, FB-01, Electrical Vault, City Hall Electrical Room 233 | BD0377.D3040 | FB1 | N/A | N/A
45441 | Return Fan, Mech.Rm.501, AC1 | BD0377.D3040 | RF1 | BSQ-300-15 | 97I16164 |  | 1-AX95
45442 | Return Fan, Mech.Rm.501, AC2 | BD0377.D3040 | RF2 | BSQ-420-20 | 97I20148 |  | 1-A97
45443 | Return Fan, Mech.Rm.501, AC3 | BD0377.D3040 | RF3 | BSQ-200-5 | 97I16150 |  | 1-A90
45444 | Return Fan, Mech.Rm.501, AC4 | BD0377.D3040 | RF4 | BSQ-420-30 | 97I20149 |  | 2-4L1000
45445 | Return Fan, Mech.Rm.501, AC5 | BD0377.D3040 | RF5 | BSQ-420-30 | 97I20150 |  | 2-A98
45446 | Return Fan, Mech.Rm.502, AC7 | BD0377.D3040 | RF7 | BSQ-360-30 | 97I20144 |  | 2-A91
45447 | Return Fan, Mech.Rm.502, AC8 | BD0377.D3040 | RF8 | BSQ-360-30 | 97I20145
45448 | Return Fan, Mech.Rm.502, AC9 | BD0377.D3040 | RF9 | BSQ-180-10 | 97I16146 |  | 1-A53
45449 | Supply Fan, Parkade, Parkade-P2 | BD0377.D3040 | SF1 | BSQ-240-50 | N/A
45450 | Supply Fan, Parkade, Parkade-P2 | BD0377.D3040 | SF2 | BSQ-240-50 | 97I19318 |  | 2-A77
56440 | Transfer Fan, Storage Room 110, TF1 | BD0377.D3040 | TF1 | SP264 | 97H08681
56432 | Transfer Fan, BCTel Room, Ground Floor, TF10 | BD0377.D3040 | TF10 | BSQ-140-7 | 97I20025
56431 | Transfer Fan, Upper roof above south mech room, TF12 | BD0377.D3040 | TF12 | GB-130-3 | 97I15421 |  | 1-3L190
56429 | Transfer Fan, Room 478 Communications, TF13 | BD0377.D3040 | TF13 | BSQ-130-5
56430 | Transfer Fan, Upper roof above south mech room, TF14 | BD0377.D3040 | TF14 | GB-130-3 | 97I15422 |  | 1-3L190
45451 | Transfer Fan, Data room 105, Data room 105 | BD0377.D3040 | TF17 | SP-252 | N/A
45452 | Transfer Fan, Data room 354, Data room 354 | BD0377.D3040 | TF18 | SP-252 | N/A
56439 | Transfer Fan, Storage Room 117, TF2 | BD0377.D3040 | TF2
45439 | Exhaust Fan, Parkade storage, Parkade - P2 | BD0377.D3040 | TF20 | BSQ130-7 | A97H1055
56437 | Transfer Fan, Elevator Machine Room, TF3 | BD0377.D3040 | TF3 | BSQ-130-5 | 97I20019 |  | 1-A40
56438 | Transfer Fan, ground parking beside elevator shaft, TF4 | BD0377.D3040 | TF4 | 7151
56433 | Transfer Fan, Elevator Machine Room 102, TF5 | BD0377.D3040 | TF5 | BSQ-130-5 |  |  | 1-A41
56436 | Transfer Fan, Electrical Room 106, TF7 | BD0377.D3040 | TF7 | BSQ-130-5 | 97I20020 |  | 1-A41
56435 | Transfer Fan, Storage Room 109, TF8 | BD0377.D3040 | TF8
56434 | Transfer Fan, Electrical Room 236, TF9 | BD0377.D3040 | TF9 | BP-260 | 30288
75768 | Fan Coil, FC-1 (Meeting Room 308 cooling) Foyer outside of room | BD0377.D3050 | FC-1 | 209
75748 | MTEC-1 - Water to Water Unit - Room 117 | BD0377.D3090 | MTEC -1 | MC802/W | B51689 THX-CH-A-1
75749 | MTEC-2 - Water to Water Unit - Room 117 | BD0377.D3090 | MTEC -2 | MC802/W | B51689 THX-CH-A-2
75750 | MTEC-3 - Water to Water Unit - Room 117 | BD0377.D3090 | MTEC -3 | MC802/W | B51689 THX-CH-A-3
75751 | MTEC-4 - Water to Water Unit - Room 117 | BD0377.D3090 | MTEC -4 | MC802/W | B51689 THX-CH-A-4
BD0378.D3000 | Public Safety Building - 2986 Guildford Way | BD0378.D3000
55531 | Air Separator,UH-3, Mechanical Room, Public Safety Building | BD0378.D3000 | UH3 | CBV | NB643742
45531 | Unit Heater, Salley Port, Salley Port | BD0378.D3020 | UH1 | VH5A4258DAAC | A96EVH0030
45534 | Unit Heater, Bike store, Bike room | BD0378.D3020 | UH13 | A96BUH0216 | N/A
45535 | Unit Heater, Identif. Room, Identif.room | BD0378.D3020 | UH14 | A96BUH0029 | N/A
45532 | Unit Heater, Salley Port, Salley Port | BD0378.D3020 | UH2 | CBV | N/A
45529 | Unit Heater, Mech. Room, Mech. Room | BD0378.D3020 | UH3 | CBV | N/A
45530 | Unit Heater, Mech. Room, N.Mech. Room | BD0378.D3020 | UH4 | VHSAD4258DAAC | A96EUH0028
45533 | Unit Heater, Secure I.D., Secure I.D. | BD0378.D3020 | UH5 | CBV | N/A
45517 | Air Conditioner, Computer room #, Computer room # | BD0378.D3030 | AC1 | MME018E-PH0 | 86314 | 1-20x20x1 TA
45518 | Air Conditioner, UPS room, UPS room | BD0378.D3030 | AC2 | MME036E-PH1 | 86666 | 1-16x25x4 High Cap Pleat
45524 | Air Conditioner, Computer room #, Computer room # | BD0378.D3030 | AC3 | FCA56 | N/A
45525 | Air Conditioner, Computer room , Computer room # | BD0378.D3030 | AC4 | FCA56 | N/A
45520 | Condensing Unit, Roof, AC1 | BD0378.D3030 | CU1 | DMC020A-PL3 | D037957
45521 | Condensing Unit, Roof, AC2 | BD0378.D3030 | CU2 | DMC03TA-YL2 | D038521
45522 | Condensing Unit, Roof | BD0378.D3030 | CU3 | H2CA300A58D | NAGM002582
45523 | Condensing Unit, Roof | BD0378.D3030 | CU4 | RAWD-090 | N/A
45481 | Air Handling Unit, Mech. Room, Ground Floor | BD0378.D3040 | AHU1 | MCCA021 | K96E42543 | 36-16x25x2 P20T | 2-B64
45482 | Air Handling Unit, N. Roof Mech, 2nd/3rd Floor North | BD0378.D3040 | AHU2 | MCCA035 | K96E45816 | 16-20x25x2 P20T | 2-5VX590
45483 | Air Handling Unit, S. Roof Mech, 2nd/3rd Floor South | BD0378.D3040 | AHU3 | MCCA040 | K96E46255 | 4-16x20x2 P20T | 2-B88
45484 | AHU c/w dehumidifier, Underground Parkade, Secure file storage | BD0378.D3040 | AHU4 | OHS-018AS | 1115007 | 1-16x20x1 TA
45485 | Exhaust Fan, East parking level, West parking level | BD0378.D3040 | EF01 | VIBK-30-W1 | N/A |  | 2-B86
45486 | Exhaust Fan, East parking level, East parking level | BD0378.D3040 | EF01A | VIBK-30-X1 | N/A |  | 2-A81
45509 | Exhaust Fan, West parking level, West parking level | BD0378.D3040 | EF01B | VIBK-30-W1 |  |  | 2-A80
45491 | Exhaust Fan, Extended Parking, Extended Parking | BD0378.D3040 | EF02 | VIBK-30-Y1 | N/A
45487 | Exhaust Fan, EF-03, Elevator room, Elevator room 3 PSB ( RCMP ) | BD0378.D3040 | EF-03 | VCDB-095 | N/A
45488 | Exhaust Fan, EF-03A, Elevator room, Elevator room 3 PSB ( RCMP ) | BD0378.D3040 | EF-03A | VCDB-096 | N/A
45489 | Exhaust Fan, EF-03B, Elevator room, Elevator room 2, PSB ( RCMP ) | BD0378.D3040 | EF-03B | VCDB-095 | N/A
45490 | Exhaust Fan, EF-03C, Elevator room, Elevator room 3, PSB ( RCMP ) | BD0378.D3040 | EF-03C | VCDB-095 | N/A
45492 | Exhaust Fan, Flammable Storage, Flammable Storage | BD0378.D3040 | EF04 | VIBK-06-L3 | N/A
45497 | Exhaust Fan, Lower Roof, Weapons room | BD0378.D3040 | EF05 | VEBK-10L1 | 633391-003 |  | 1-4L200
45496 | Exhaust Fan, Lower Roof, Salley Port | BD0378.D3040 | EF06 | VEBK-18P1 | 633391-004 |  | 1-4L210
45493 | Exhaust Fan, Lower Roof, Electrical room | BD0378.D3040 | EF07 | VEFK-30-V1 | 63391-006 |  | 1-4L250
45502 | Exhaust Fan, Roof, Washrooms -south | BD0378.D3040 | EF08 | DX14B0 | G10956 |  | 1-4L210
45500 | Exhaust Fan, Roof, Drug room | BD0378.D3040 | EF09 | VEBK-10-L1 | 633391-001
45501 | Exhaust Fan, Roof, Washrooms - north | BD0378.D3040 | EF10 | VEBK-10-M1 | 633391-003 |  | 1-4L210
45499 | Exhaust Fan, Roof, Cells | BD0378.D3040 | EF11 | VEBK-18-P1 | 633391-004
45504 | Exhaust Fan, S. Roof Mech. Rm, Atrium | BD0378.D3040 | EF12 | VIBK-06-L | 533391.07
45505 | Exhaust Fan, S. Roof Mech. Rm, Atrium | BD0378.D3040 | EF12A | VIBK-36-C1 | N/A |  | 2-B97
45498 | Exhaust Fan, N. Roof Mech. Rm, Atrium | BD0378.D3040 | EF12B | VIBK-36-C1 | N/A |  | 2-B96
45494 | Exhaust Fan, Lower Roof, Exam area hood | BD0378.D3040 | EF13 | VEBK-10M1 | N/A
45495 | Exhaust Fan, Roof | BD0378.D3040 | EF13A | VEBK10M1 | 63391.003
45506 | Exhaust Fan, Stationary storage, Work area exh. Hood | BD0378.D3040 | EF14 | VIBK-08-P1 | 633391-003 |  | 1-4L340
45507 | Exhaust Fan, Parkade, parkade | BD0378.D3040 | EF16 | VIBK-10-M | 633391.009
45508 | Exhaust Fan, Parkade, parkade | BD0378.D3040 | EF17 | N/A | N/A
45515 | Filter Bank, FB-1, Generator Room Exhaust Fan, Public Safety Building Generator Room | BD0378.D3040 | FB-1 | N/A | N/A | 9-20x20x1 media ¦ 3-20x25x1 media
45514 | Filter Bank, FB -2, Electrical Valt, Public Safety Building Electrical Room | BD0378.D3040 | FB-2 | N/A | N/A | 12-20x20x1 media
45512 | Supply Fan, Roof, Stairwell pressure | BD0378.D3040 | SF1 | FRA-9 | N/A
45513 | Supply Fan, Roof, Stairwell pressure | BD0378.D3040 | SF2 | FRA-9 | N/A
45511 | Supply Fan, Male Locker room, Foyer | BD0378.D3040 | SF3 | VIBK-12-M1 | N/A | 1-12x36x1 TA | 1-A40
45510 | Supply Fan, Female Locker rm, Community room | BD0378.D3040 | SF4 | VIBK-12-R1 | N/A | 1-16x44x1 TA
56446 | Transfer Fan, North Prisoner Loading Bay, TF1 | BD0378.D3040 | TF1 | VCDB95
56447 | Transfer Fan, Central Prisoner Loading Bay, TF2 | BD0378.D3040 | TF2 | VCDB95
56448 | Transfer Fan, South Prisoner Loading Bay, TF3 | BD0378.D3040 | TF3 | VCDB95
56449 | Transfer Fan, Women's Dressing Room, TF4 | BD0378.D3040 | TF4 | VCDB95
56450 | Transfer Fan, West Sally Port, TF5 | BD0378.D3040 | TF5 | N/A
75735 | Fan Coil, FC-1 (Additional Server Room Unit) | BD0378.D3090 | FC-1 | Delhi 215 |  | Washable
BD0380.D3000 | TC PARK F/H - 1299 Pinetree Way | BD0380.D3000
45899 | Furnace, Furn-1, Town Centre Park FieldHouse, Services Dressing Room 1 and 2, | BD0380.D3020 | FURN - 1 | AUH2B080A9V3V | 10313TRT7G | 1-20x25x1 TA
45900 | Furnace, Furn-2, Town Centre Park Fieldhouse, Service for Dressing room 3 and 4, | BD0380.D3020 | FURN - 2 | AUH2B080A9V3V | 10245LDWFG | 1-20x25x1 TA
65342 | Furnace, Furn-3, Town Centre Park FieldHouse | BD0380.D3020 | FURN - 3 | AUH2B080A9V3V | 5886H00006 | 1-20x25x1 TA
65343 | Furnace, Furn-4, Town Centre Park FieldHouse | BD0380.D3020 | FURN-4 | AUH2B080A9V3V | 5886M00004 | 1-20x25x1 TA
56452 | Exhaust Fan, Mechanical Room, Serves East & West Men's W/R & Janitors Closet, EF-1 | BD0380.D3040 | EF-1
56461 | Exhaust Fan, Group Storage Room, EF-10 | BD0380.D3040 | EF-10 | FU-15UQ4
56453 | Exhaust Fan, Mechanical Room, Serves East & West Women's W/R & Ticket Office, EF-2 | BD0380.D3040 | EF-2
56454 | Exhaust Fan, EF-3, Town Centre Park Fieldhouse, Mechanical Room, Serves Staff Office, | BD0380.D3040 | EF-3
56455 | Exhaust Fan, Officials Room, EF-4 | BD0380.D3040 | EF-4 | Z-6 | 59120
56456 | Exhaust Fan, Staff Office Bathroom, EF-5 | BD0380.D3040 | EF-5 | Z-6 | 59121
56457 | Exhaust Fan, Change Room 4, EF-6 | BD0380.D3040 | EF-6 | Z-6 | 59120
56458 | Exhaust Fan, EF-7 | BD0380.D3040 | EF-7 | Z-6 | 59120
56459 | Exhaust Fan, EF-8 | BD0380.D3040 | EF-8 | Z-6 | 59120
56460 | Exhaust Fan, EF-9 | BD0380.D3040 | EF-9 | Z-6 | 59120
BD0384.D3000 | TC PARK CONCESSION - 1299 Pinetree Way | BD0384.D3000
56470 | Exhaust Fan, Washroom, EF-1 | BD0384.D3040 | EF-1 | Z-8 | 59121
56471 | Exhaust Fan, EF-2 | BD0384.D3040 | EF-2 | Z-9 | 59495
56472 | Exhaust Fan, EF-3 | BD0384.D3040 | EF-3 | Z-9 | 59498
56473 | Exhaust Fan, EF-4 | BD0384.D3040 | EF-4 | Z-9 | 59498
56474 | Exhaust Fan, EF-5 | BD0384.D3040 | EF-5 | Z-8 | 59121
56467 | Force Flow Heater, Storage Room, FF-1 | BD0384.D3040 | FF-1
56468 | Force Flow Heater, Cooking Area, FF-2 | BD0384.D3040 | FF-2
56469 | Force Flow Heater, Concession Area, FF-3 | BD0384.D3040 | FF-3
56475 | Radiant Heater, RH-1 | BD0384.D3040 | RH-1 | CRT-6530 | 9138
56476 | Radiant Heater, RH-2 | BD0384.D3040 | RH-2 | CRT-6530 | 9138
BD0385.D3000 | TC STADIUM STORAGE - 1299 Pinetree Way | BD0385.D3000
52073 | Furance, Furn-1, TC Stadium Mechanical Room, TC Stadium | BD0385.D3000 | FURN-1 | SEP90A-5 | 56002GB2070
BD0390.D3000 | TC WY TRAILER - 1250 Pipeline rd | BD0390.D3000
77663 | Heat Pump, HPS 1, Outside Pad. | BD0390.D3000 | HPS-1 | PH16NA036-B | 4215E18199
77662 | Furnace (electric back up heat), FURN 1, Closet – works with HPS 1 | BD0390.D3000 | FURN-1 | FB4CNF036 | 5115A86877 | 1-16x20x1 PL
BD0391.D3000 | TC WORKSHOP - 1250 Pipeline rd | BD0391.D3000
70175 | Heater unit, AHU-03, TC Workshop Bay Heater | BD0391.D3020 | AHU-3
BD0392.D3000 | SERVICE CENTRE UTILITY - 500 Mariner way | BD0392.D3000
45810 | Heat Pump, AC-03, Air Conditioning Heat Pump Scada Room , Service Center Roof | BD0392.D3020 | AC-3 | 50QEH036-511DA | 4093V08145 | 1-20x25x1 TA
45811 | Heat Pump, AC-04, Air Conditioning Heat Pump Stores Office, Service Center Roof | BD0392.D3020 | AC-4 | 5011Q019ZMC01 | 2295V29116 | 1-16x25x1 TA
45816 | Unit Heater, Stores, Stores | BD0392.D3020 | UH1 | F75 | ASF31K5N32016
45817 | Unit Heater, Stores, Stores | BD0392.D3020 | UH2 | F75 | ASF31K5N32016
45814 | Unit Heater, Lower Cage, Lower Cage | BD0392.D3020 | UH3 | F165 | A3F31K6N30240
45815 | Unit Heater, Lower Cage, Lower Cage | BD0392.D3020 | UH4 | F165 | A3F31K6N30238
45812 | Unit Heater, Carp. Shop, Carp. Shop | BD0392.D3020 | UH5 | LF24-150A-1 | G394B655696
45813 | Unit Heater, Carp. Shop, Carp. Shop | BD0392.D3020 | UH6 | LF24-200A-1 | 6394B60935
45818 | Condensing Unit, ground, SCADA Room | BD0392.D3030 | CU1 | TCGD48S43S1A | WOM8471989
45819 | Condensing Unit, ground, SCADA Room | BD0392.D3030 | CU2 | TCGD48S43S1A | WOM8471973
45820 | AHU, Ceiling, SCADA Room | BD0392.D3030 | EC1 | XTI033X051-BAFA | AGVMNT0060 | 2-20x25x2 PL | 1-A40
45821 | Humidifier, wall mounted, SCADA Room | BD0392.D3030 | HUM | SK300
45807 | Dust Collection Unit, Roof | BD0392.D3040 | DC1 | N/A | N/A
45806 | Exhaust Fan, Sign Shop | BD0392.D3040 | EF2 | QBR161CW-TH | N/A
45805 | Exhaust Fan, Roof | BD0392.D3040 | EF5 | DUA-7 | N/A |  | 1-A31
45804 | Exhaust Fan, Elect. Room | BD0392.D3040 | EF8 | DUA-12 | N/A |  | 1-A43
77664 | Rooftop HVAC Unit, RTU-1, Service Centre Roof, Serving Main Floor | BD0392.D3040 | RTU-1 | 48TCED12A2A1A0A0A0 | 4915P38024 | 4-20x20x2 TA | ?
64424 | Rooftop HVAC Unit, RTU-2, Service Centre Roof, Serving 2nd Floor | BD0392.D3040 | RTU-2 | 48TCED12A2A1A0A0A0 | 2113G10071 | 4-20x20x2 TA | ?
45801 | Supply Fan, Garage | BD0392.D3040 | SF1 | FRA-9 | N/A |  | 1-A37
45802 | Supply Fan, Roof | BD0392.D3040 | SF2 | FRA-9 | N/A |  | 1-A37
45803 | Supply Fan, Roof | BD0392.D3040 | SF3 | N/A | N/A |  | 1-A37
BD0394.D3000 | CHARLES BEST F/H - 2525 Como Lake Ave | BD0394.D3000
45708 | Convertor Radiator, Mechanical Room Wall Mounted | BD0394.D3020 | Con-1 | C-1W
45706 | Force Flow heater 1, Change Room Wall Mounted, Change Room | BD0394.D3020 | FC-1 | CUH-7 |  | 1-10x38x1 TA
45707 | Force Flow heater 2, Change Room Wall Mounted, Change Room | BD0394.D3020 | FC-2 | CUH-7 |  | 1-10x38x1 TA
45695 | Exhaust Fan 1, Mechanical Room Celing, Change Room | BD0394.D3040 | EF-1 | CSP-A700
45696 | Exhaust Fan 2, Mechanical Room Celing, Change Room | BD0394.D3040 | EF-2 | CSP-A700
45697 | Exhaust Fan 3, H/C Washroom Celing, Washroom | BD0394.D3040 | EF-3 | SP-A125
45698 | Exhaust Fan 4, H/C Washroom Celing, Washroom | BD0394.D3040 | EF-4 | SP-A125
45699 | Exhaust Fan 5, Janitors Room Celing, Janitors Room | BD0394.D3040 | EF-5 | SP-A125
45700 | Exhaust Fan 6, Concession Celing, Concession | BD0394.D3040 | EF-6 | SP-A125
BD0395.D3000 | SERVICE CENTRE GARAGE - 2647 Austin Ave | BD0395.D3000
73022 | Rooftop Direct Fired Make Up Air Unit, MUA-1, Spray Booth, Service Centre Garage | BD0395.D3000 | MUA-1 | HE221/0 | S51744 MUA-1 | 12-20x25x2 Pleated | 2-B104
65317 | Furnace, Furn-1, York, Furnance Room, Service Centre Garage | BD0395.D3020 | FURN-1 | FC48C3XC1A | W1B3481656 | 1-20x24x1 Pleated
65318 | Heat Pump Condensing Unit, HPS-1, Roof, Service Centre Garage | BD0395.D3020 | HPS-1 | 48TCED09A5AOAOAO | 0112G20206
45858 | Infrared Heater, Mechanic shop | BD0395.D3020 | Infrared | N/A | N/A
45847 | Radiant Heater, LD/HD Garage, LD/HD Garage | BD0395.D3020 | RH1 | CRV-90 | N/A | see Radiant Heater PM / Part number 5880120 / EMCO HVAC
45855 | Radiant Heater, LD/HD Garage, East Garage | BD0395.D3020 | RH10 | CRV-90 | N/A | see Radiant Heater PM / Part number 5880120 / EMCO HVAC
45856 | Radiant Heater, LD/HD Garage, East Garage | BD0395.D3020 | RH11 | MA60 | 62210 | see Radiant Heater PM / Part number 5880120 / EMCO HVAC
45846 | Radiant Heater, HD Garage, HD Garage | BD0395.D3020 | RH2 | CRV-90 | N/A | see Radiant Heater PM / Part number 5880120 / EMCO HVAC
45848 | Radiant Heater, LD/HD Garage, LD/HD Garage | BD0395.D3020 | RH3 | CRV-90 | N/A | see Radiant Heater PM / Part number 5880120 / EMCO HVAC
45849 | Radiant Heater, LD/HD Garage, Weld Bay | BD0395.D3020 | RH4 | CRV-90 | N/A | see Radiant Heater PM / Part number 5880120 / EMCO HVAC
45850 | Radiant Heater, LD/HD Garage, East Garage | BD0395.D3020 | RH5 | CRV-90 | N/A | see Radiant Heater PM / Part number 5880120 / EMCO HVAC
45851 | Radiant Heater, LD/HD Garage, East Garage | BD0395.D3020 | RH6 | CRV-90 | N/A | see Radiant Heater PM / Part number 5880120 / EMCO HVAC
45852 | Radiant Heater, LD/HD Garage, East Garage | BD0395.D3020 | RH7 | CRV-90 | N/A | see Radiant Heater PM / Part number 5880120 / EMCO HVAC
45853 | Radiant Heater, LD/HD Garage, East Garage | BD0395.D3020 | RH8 | CRV-90 | N/A | see Radiant Heater PM / Part number 5880120 / EMCO HVAC
45854 | Radiant Heater, LD/HD Garage, East Garage | BD0395.D3020 | RH9 | CRV-90 | N/A | see Radiant Heater PM / Part number 5880120 / EMCO HVAC
45857 | Unit Heater, Sm Motors | BD0395.D3020 | UH | PAE200AC0111 | 30011011896-8276
45859 | Air Conditioner-Evap, Main Office, Garage office | BD0395.D3030 | AC1 | PKH24EK | 586002580 | Washables
45860 | Condensing Unit, Roof | BD0395.D3030 | CU1 | PUH24EK | 57E00935D
45828 | Exhaust Fan, Roof | BD0395.D3040 | EF01 | 25029 | 590 |  | 1-A29
45829 | Exhaust Fan, Roof | BD0395.D3040 | EF02 | L324 | N/A |  | 1-A29
45830 | Exhaust Fan, Roof | BD0395.D3040 | EF03 | L324 | N/A
45831 | Exhaust Fan, Roof | BD0395.D3040 | EF04 | PR82 | HT31850
45832 | Exhaust Fan, Roof | BD0395.D3040 | EF05 | 12K | 46549
45833 | Exhaust Fan, Roof | BD0395.D3040 | EF06 | PR73 | HT31840
45834 | Exhaust Fan, Roof | BD0395.D3040 | EF07 | PR76 | HT31846
45835 | Exhaust Fan, Roof | BD0395.D3040 | EF08 | PR10B6 | HT31849
45836 | Exhaust Fan, Roof | BD0395.D3040 | EF09 | B1-13 | 1995
45837 | Exhaust Fan, Roof | BD0395.D3040 | EF10 | TEFC154 | F0359
45838 | Exhaust Fan, Roof | BD0395.D3040 | EF11 | BI-13 | 1995
45839 | Exhaust Fan, Roof | BD0395.D3040 | EF12 | PR76 | HT31847
45841 | Exhaust Fan, Roof | BD0395.D3040 | EF14 | DX14B | 816433
56482 | Paintbooth Fans, F-1 | BD0395.D3040 | F-1
56483 | Paintbooth Fans, F-2 | BD0395.D3040 | F-2
55952 | Rooftop Gas, RTU-1 HVAC Unit, Roof | BD0395.D3040 | HVAC1 | 48Tced09A2A5-0A0A0 | 0112G20206 | 4-20x20x2 TA | 1-A48
45842 | Supply Fan, Roof | BD0395.D3040 | SF1 | RX-300S | 702N817
45843 | Supply Fan, Roof | BD0395.D3040 | SF2 | RX-300S | 702N814
45844 | Supply Fan, Roof | BD0395.D3040 | SF3 | RX-300S | 702N816
56481 | Supply Fan, Roof, SF-4 | BD0395.D3040 | SF-4 | RX-300S | VH702N813
BD0396.D3000 | SERVICE CENTRE AUX - 2647 Austin Ave | BD0396.D3000
68387 | Furnace, FURN -1, Crawl Space, AWY Auxiliary Building | BD0396.D3020 | FURN-1 | TM9T100C16MP11B | W1N3272419 | 1-20x24x1 TA
68389 | Furnace, FURN -2, Crawl Space, AWY Auxiliary Building | BD0396.D3020 | FURN-2 | TM9T080B12MP11B | W1B4426569 | 1-16x20x1 TA
56486 | Exhaust Fan, EF-1 | BD0396.D3040 | EF-1 | AX12IUHE | MOAO3849
56488 | Exhaust Fan, EF-2 | BD0396.D3040 | EF-2 | B16C
56489 | Exhaust Fan, EF-3 | BD0396.D3040 | EF-3 | B16C
56487 | Exhaust Fan Motor, EFM-1 | BD0396.D3040 | EFM-1 | K48HXF-JH-3849 | MOAO3849
2 | ANIMAL SHELTER - 500 Mariner Way | BD0400.D3000
52368 | Exhaust Fans, EF-1, Roof , Dog Kennals | BD0400.D3000 | EF-1 | PX185 | 20038
52376 | Exhaust Fans, EF-11, Roof, Electrical Room | BD0400.D3000 | EF-11 | DX-113R | 20037
52369 | Exhaust Fans, EF-2, Roof, Dog Kennals | BD0400.D3000 | EF-2 | DX165 | 20036
52370 | Exhaust Fans, EF-3, Roof, Dog Kennals | BD0400.D3000 | EF-3 | DX165 | ??????
52371 | Exhaust Fans, EF-4,Ceiling, Pet Wash-Food Storage | BD0400.D3000 | EF-4 | Z-8 SH | ????
52372 | Exhaust Fans, EF-5, Ceiling, Bathrooms | BD0400.D3000 | EF-5 | Z-6 S/H | ?????
52373 | Exhaust Fans, EF-6, Ceiling, Cat Room | BD0400.D3000 | EF-6 | Z6 S/H | ??????
52374 | Exhaust Fans, EF-7, Ceiling, Cat Room | BD0400.D3000 | EF-7 | Z-8 S/H | ?????
52375 | Exhaust Fans, EF-8, Ceiling, Bath Room | BD0400.D3000 | EF-8 | ECF-50 | ?????
52339 | Furnance, Furn-1, Mechanical Room , Main and Upper Floors | BD0400.D3000 | FURN-1 | G5000H-60D-135-00 | 5801M08523 | 1-16x25x1 TA
52362 | Unit Heater, UH-1, Dog Kennals | BD0400.D3000 | UH-1 | ST-30
52363 | Unit Heater, UH-2, Dog Kennals | BD0400.D3000 | UH-2 | ST-30
52364 | Unit Heater, UH-3, Dog Kennals | BD0400.D3000 | UH-3 | ST-30
52365 | Unit Heater, UH-4, Dog Kennals | BD0400.D3000 | UH-4 | ST-30
52366 | Unit Heater, UH-5, Dog Kennals | BD0400.D3000 | UH-5 | ST-30
52367 | Unit Heater, UH-6, Dog Kennals | BD0400.D3000 | UH-6 | ST-30
56493 | A-Coil | BD0400.D3040 | Acoil | CA060A8E6X0F3 | S0605070292
56492 | Condensing Unit, CU-1 | BD0400.D3040 | CU-1 | YCJF48S4151A | WOE9822357
56494 | Exhaust Fan, EF-9 | BD0400.D3040 | EF-9 | DX16VSR | 59271
BD0403.D3000 | INNOVATION CENTRE - 1207 Pinetree way | BD0403.D3000
45599 | Roof Top Unit, RTU-1, Main Floor, Roof Innovation Centre ( Closet to Evergreen ) | BD0403.D3020 | RTU-1 | GCS24-1603-270-1J | 5696J03037 | 6-24x24x2 Pleated | 2-B62
45598 | Roof top Unit, RTU-2, Basement area, Roof Innovation Centre ( Middle Unit ) | BD0403.D3020 | RTU-2 | GCS24-953-200-1J | 5696E00421 | 4-16x20x2 Pleated | 1-A46
45597 | Roof Top Unit,RTU-3, Chamber of Commerce , Innovation Centre North Roof Unit | BD0403.D3020 | RTU-3 | LGA180-sh1J | 5696C00117 | 4-20x25x2 Pleated | 1-A53
56498 | Duct Heater, Chamber Of Commerce, DH-1 | BD0403.D3040 | DH-1 | FC-CTPC | 119955-001
56497 | Exhuast Fan, Women's Downstairs Washroom, EF-1 | BD0403.D3040 | EF-1 | JE2J052N | 03UU
56499 | Transfer Fan, Chamber Of Commerce, TF-1 | BD0403.D3040 | TF-1 |  | 03UU
BD0412.D3000 | PSLC ( Pool ) - 633 Poirier St | BD0412.D3000
45255 | Air Conditioner, AC-01, IT Room, PSLC ( Pool ) IT-010 | BD0412.D3030 | AC-1 | TTB018C100 |  | 1-20x20x1 Pleated
45257 | Condensing Unit, Roof, AC-1 | BD0412.D3030 | CU-1 | 2 TEC3F 18A 1000AA
45258 | Air Handler, AHU-01, PSLC ( Pool ) Roof, Natatorium | BD0412.D3040 | AHU-1 | PV-M2P-8728-PVP |  | 10-20x20x2 High Cap Pleat | 2-B100 ¦ 2-B38
45259 | Air Handler, AHU-02, PSLC ( Pool ) Roof, Natatorium | BD0412.D3040 | AHU-2 | PV-M2P-8728-PVP |  | 10-20x20x2 High Cap Pleat | 2-B100 ¦ 2-B38
45260 | Air Handler, AHU-03, Change Room, PSLC ( Pool ) Roof | BD0412.D3040 | AHU-3 | PV-MZS-55050-0006 |  | 12-16x20x2 High Cap Pleat | 2-B64
45261 | Air Handler, AHU-04, Administration Offices, PSLC ( Pool ) Roof | BD0412.D3040 | AHU-4 | YSC072AWEMAZ2JSD |  | 4-16x25x2 High Cap Pleat | 1-A29
45262 | Air Handler, AHU-05, Fitness Room Upstairs (north), PSLC ( Pool ) Roof | BD0412.D3040 | AHU-5 | YCD180BWLCHB |  | 2-20x20x2 HCP ¦ 4-20x25x2 HCP | 1-BX70
45263 | Air Handler, AHU-06, Fitness Room Upstairs (South), PSLC ( Pool ) Roof | BD0412.D3040 | AHU-6 | YCD180BWLCHB |  | 2-20x20x2 HCP ¦ 4-20x25x2 HCP | 1-BX70
45264 | Air Handler, AHU-07, upstairs Leasable Space PSLC ( Pool ) Roof | BD0412.D3040 | AHU-7 | YSC048A3EMA2MD |  | 1-20x25x1 Pleated | 1-A26
45265 | Heat Pump, AHU-08 Multi-Purpose Room, PSLC ( Pool ) | BD0412.D3040 | AHU-8 | EC0181VTC-FLE |  | 1-16x20x1 Pleated
45267 | Exhaust Fan, Chemical Room, Chemical Room | BD0412.D3040 | EF-1 | BSQ-160-5
45276 | Exhaust Fan, EF-10, Elevator Machine Room, Roof PSLC ( POOL ) | BD0412.D3040 | EF-10 | SQ-95-D
51688 | Fan (EF-11), Chiller Exhaust Fan, Exhaust | BD0412.D3040 | EF-11 |  |  |  | 1-A49
51689 | Fan (EF-114), Fire Pump Ventilation, Exhaust | BD0412.D3040 | EF-114
45268 | Exhaust Fan, Boiler Room, Ozone Room | BD0412.D3040 | EF-2 | ESQ-80-4 |  |  | 1-3L350
45269 | Exhaust Fan, Recycling Room, Chlorine Room | BD0412.D3040 | EF-3 | BSQ-80-4 |  |  | 1-A35
45270 | Exhaust Fan, Pool Storage, Main Floor Janitor Room | BD0412.D3040 | EF-4 | CSP-A390
45271 | Exhaust Fan, Washroom 102, Washroom Main Floor 102 | BD0412.D3040 | EF-5 | CSP-B200
45272 | Exhaust Fan, Washroom 211, Washroom 2nd Floor 211 | BD0412.D3040 | EF-6 | CSP-B200
45273 | Exhaust Fan, Washroom 210, Washroom 2nd Floor 210 | BD0412.D3040 | EF-7 | CSP-B200
45274 | Exhaust Fan, Janitor Room, Janitor Room | BD0412.D3040 | EF-8 | CSP-A250
45275 | Exhaust Fan, Electrical Room, Basement Electrical Room | BD0412.D3040 | EF-9 | BSQ-140-7 |  |  | 1-A44
51594 | Fan (EF-101), 1040, Dryer Booster | BD0412.D3040 | EF-101 | CVS275A SI
45266 | Heat Pump, AHU-09 Mechanical Room, PSLC ( Pool ) | BD0412.D3040 | AHU-9 | ECO070-5H2N |  | 2-20x24x1 Pleated
77665 | Supply Heat Pump, HPS-3, Ozone Room | BD0412.D3040 | HPS-3 | LV030-1HXC-FLEPDB-XASM | 2940-619-000001-7735046378 | 1- 10x16x1 TA
51690 | Fan (SF-1), Chiller Supply Fan, Supply | BD0412.D3040 | SF-1 |  |  |  | 1-A49
BD0421.D3000 | PSLC ( Arena ) - 633 Poirier St | BD0421.D3000
51590 | Air Handling Unit (AHU-1), Rooftop, Main Hockey Rink | BD0421.D3040 | AHU-1 | LM32/HE20/CCCO/DWD |  | 10-20x24x2 HCP ¦ 1-24x24x2 HCP | 3-B124
51591 | Air Handling Unit (AHU-2), Rooftop, New Hockey Rink | BD0421.D3040 | AHU-2 | FWA143/HP/DHP/C/O |  | 6-20x20x2 PL | 2-B38
51592 | Air Handling Unit (AHU-3), Rooftop, New Curling Rink | BD0421.D3040 | AHU-3 | FWA143/HP/DHP/C/O |  | 8-20x20x2 PL | 2-B38
51593 | Arena 3 Dehumidifier (DH-1), Roof, Arena 3 | BD0421.D3040 | DH-1 | DDS-2020-A | A19GDDS200046 | 2-24x24x2 PL ¦ 4-16x25x2 PL
77666 | Exhaust Fan (EF-101), Compressor Room, Refrigeration Room Exhaust | BD0421.D3040 | EF-101 | TCB-2-24-30 | N/A |  | A-81 ??
51595 | Fan (EF-102), Roof, Zamboni 1139 Curling | BD0421.D3040 | EF-102 | Domex DX 16S
51596 | Fan (EF-103), Roof, Workshop 1134 Ventilation | BD0421.D3040 | EF-103 | Domex DX 16S
51597 | Fan (EF-104), Roof, Zamboni 1133 Rec Rink | BD0421.D3040 | EF-104 | Domex DX 16S
51598 | Fan (EF-105), Roof, Zamboni 1130 Main | BD0421.D3040 | EF-105 | Domex DX 16Q
51599 | Fan (EF-106), Storage Room 1029, Ventilation | BD0421.D3040 | EF-106 | Z12H TDA
51600 | Exhaust Fan, EF-107, Elevator Machine Room 1005, Ventilation, PSLC ( Arena ) | BD0421.D3040 | EF-107 | Z81S TDA
51601 | Fan (EF-109), Office W/R 1092, Exhaust | BD0421.D3040 | EF-109 | VCDK009C
51602 | Fan (EF-110), Storage Room 1059, Exhaust | BD0421.D3040 | EF-110 | Z12S TDA
51603 | Fan (EF-111), Storage Room 1073, Exhaust | BD0421.D3040 | EF-111 | Z12S TDA
51604 | Fan (EF-112), Staff W/R 1130, Exhaust | BD0421.D3040 | EF-112 | Z12S TDA
51605 | Fan (EF-113), Ticket Office, Exhaust | BD0421.D3040 | EF-113 | FQTR 110
51606 | Fan (EF-201), Kitchen W/R 2043, Exhaust | BD0421.D3040 | EF-201 | VCDK009C |  |  | 1-B46
51607 | Fan (EF-202), Kitchen Storage 2041/2045, Exhaust | BD0421.D3040 | EF-202 | DX11R
51608 | Fan (EF-203), Storage/Janitor 2038, Exhaust | BD0421.D3040 | EF-203 | DX13R
51609 | Fan (EF-205), Roof, Exhaust | BD0421.D3040 | EF-205 | B122 RM
51610 | Fan (EF-206), Press Box, Exhaust | BD0421.D3040 | EF-206 | Z815/RA
51622 | Supply Heat Pump (HPS-102A), Mechanical 2042 | BD0421.D3040 | HPS-102A | EC096-5VTC |  | 2-20x35x1 TA | 1-A46
51623 | Supply Heat Pump (HPS-102B), Mechanical 2043 | BD0421.D3040 | HPS-102B | EC096-5VTC |  | 2-20x35x1 TA | 1-A55
51624 | Supply Heat Pump (HPS-103), Rental 1010 | BD0421.D3040 | HPS-103 | EC007-1HZC |  | 1-10x16x1 TA
51625 | Supply Heat Pump (HPS-105), Staff 1093 | BD0421.D3040 | HPS-105 | EC018-1HZC |  | 1-16x20x1 TA
51626 | Supply Heat Pump (HPS-106), Office 1165 | BD0421.D3040 | HPS-106 | EC036-3HZC |  | 1-18x30x1 TA
51627 | Supply Heat Pump (HPS-107), Office 1165 | BD0421.D3040 | HPS-107 | EC012-1HZC |  | 1-10x16x1 TA
51628 | Supply Heat Pump (HPS-108), Office 1162 | BD0421.D3040 | HPS-108 | EC014-3HZC |  | 1-18x20x1 TA
51629 | Supply Heat Pump (HPS-109), Office 1146 | BD0421.D3040 | HPS-109 | EC036-3HZC |  | 1-18x30x1 TA
77667 | Supply Heat Pump (HPS-110), Figure Skate Office, 4.8 | BD0421.D3040 | HPS-110 | TCH012AGC30CLSS | T14019605 | 1-10x16x1 TA
51631 | Supply Heat Pump (HPS-111), Training 1037 | BD0421.D3040 | HPS-111 | EC012-1HZC |  | 1-10x16x1 TA
51632 | Supply Heat Pump (HPS-112), Zamboni 1139 | BD0421.D3040 | HPS-112 | EC012-1HZC |  | 1-10x16x1 TA
51633 | Supply Heat Pump (HPS-113), Workshop 1134 | BD0421.D3040 | HPS-113 | EC012-1HZC |  | 1-10x16x1 TA
51634 | Supply Heat Pump (HPS-114), Zamboni 1133 | BD0421.D3040 | HPS-114 | EC012-1HZC |  | 1-10x16x1 TA
51635 | Supply Heat Pump (HPS-115), Zamboni 1030 | BD0421.D3040 | HPS-115 | EC012-1HZC |  | 1-10x16x1 TA
51636 | Supply Heat Pump (HPS-116), Office 1007 | BD0421.D3040 | HPS-116 | EC012-1HZC |  | 1-10x16x1 TA
51637 | Supply Heat Pump (HPS-117), Audio 1006 | BD0421.D3040 | HPS-117 | EC036-3HZC |  | 1-18x30x1 TA
51639 | Supply Heat Pump (HPS-119), Telecom 1044, 6 | BD0421.D3040 | HPS-119 | EC018-1HZC |  | 1-16x20x1 TA
51640 | Supply Heat Pump (HPS-120), Electrical 1138 | BD0421.D3040 | HPS-120 | EC024-1HZC |  | 1-18x20x1 TA
51641 | Supply Heat Pump (HPS-121), Mechanical 1143a, 6 | BD0421.D3040 | HPS-121 | EC018-1HZC |  | 1-16x20x1 TA
51642 | Supply Heat Pump (HPS-123), Storage 1027 | BD0421.D3040 | HPS-123 | EC036-3HZC |  | 1-18x30x1 TA
51643 | Supply Heat Pump (HPS-124), Storage 1027 | BD0421.D3040 | HPS-124 | EC036-3HZC |  | 1-18x30x1 TA
51644 | Supply Heat Pump (HPS-202), Meeting 2027 | BD0421.D3040 | HPS-202 | EC009-1HZC |  | 1-10x16x1 TA
51645 | Supply Heat Pump (HPS-203), Viewing NW Upper | BD0421.D3040 | HPS-203 | EC060-3HZC |  | 2-20x20x2 PL
51646 | Supply Heat Pump (HPS-204A), Viewing 2033 | BD0421.D3040 | HPS-204A | EC030-3HZC |  | 1-18x20x1 TA
51647 | Supply Heat Pump (HPS-204B), 2032 | BD0421.D3040 | HPS-204B | EC030-3HZC |  | 1-18x20x1 TA
51648 | Supply Heat Pump (HPS-204C), Viewing 2034 | BD0421.D3040 | HPS-204C | EC030-3HZC |  | 1-18x20x1 TA
51649 | Supply Heat Pump (HPS-205), Viewing 2033 | BD0421.D3040 | HPS-205 | EC024-3HZC |  | 1-18x20x1 TA
51650 | Supply Heat Pump (HPS-207), Office 2016 | BD0421.D3040 | HPS-207 | EC007-1HZC |  | 1-10x16x1 TA
51651 | Supply Heat Pump (HPS-208), Concourse 2012 | BD0421.D3040 | HPS-208 | EC030-3HZC |  | 1-18x20x1 TA
66394 | Supply Heat Pump (HPS 210), Located in main arena, serves changerooms | BD0421.D3040 | HPS-210 | EC060-3H2C-FRS | 3540-305-000001-T111M5590
52247 | Supply Heat Pump, HPS-211 ,Express/Adanac Change room ( Rm 35) | BD0421.D3040 | HPS-211 | EC030-3HZC | 3540-1-3-00001 T111M24438
52248 | Supply Heat Pump, HPS-212, Express/Adanac Change room ( Rm 35) | BD0421.D3040 | HPE-205 | EC030-3HZC | 3540-1-3-00001 T111M22446
51741 | Gas Tube Heaters (IH-1), Recreation Heaters, Seat Heat | BD0421.D3040 | IH-1
51742 | Gas Tube Heaters (IH-2), Recreation Heaters, Seat Heat | BD0421.D3040 | IH-2
51743 | Gas Tube Heaters (IH-3), Recreation Heaters, Seat Heat | BD0421.D3040 | IH-3
51652 | Make-up Air Handling Unit (MUA-1), Rooftop, Building Ventilation | BD0421.D3040 | MUA-1 | DJE140/CO |  | 8-20x24x2 HCP ¦ 4-12x24x2 HCP ¦1-24x30x1PL ¦ 2-24x24x2 PL | 2-B85
51662 | Return Air Fan (RF-1), Roof, Main Hockey Rink | BD0421.D3040 | RF-1 | SX420BC
51663 | Transfer Fan (TF-1), Storage 2045, Change Room | BD0421.D3040 | TF-1 | 215 |  | 1-20x34.5x1 PL | 1-A53
69082 | Desiccant Dehumidifier, DH-2, Engineered Air | BD0421.D3090 | DH-2 | LM3/Her27/O/DWD | 5/580 | 1-16x20x2 PL / 3-20x24x2 PL | 1-B77
51611 | Exhaust Heat Pump (HPE-101), Empties 2041 | BD0421.D3040 | HPE-101 | EC048-5HZC |  | 1-18x20x1 TA
51612 | Exhaust Heat Pump (HPE-102), Viewing 2036 | BD0421.D3090 | HPE-102 | EC096-5VTC |  | 2-20x35x1 TA
51613 | Exhaust Heat Pump (HPE-103), Corridor 1125 | BD0421.D3090 | HPE-103 | EC030-3HZC |  | 1-18x20x1 TA
51614 | Exhaust Heat Pump (HPE-104), Corridor 1032 | BD0421.D3090 | HPE-104 | EC024-1HZC |  | 1-18x20x1 TA
51615 | Exhaust Heat Pump (HPE-105), Janitor 1148 | BD0421.D3090 | HPE-105 | EC096-3HZC |  | 2-20x35x1 TA
51616 | Exhaust Heat Pump (HPE-106), Janitor 1047 | BD0421.D3090 | HPE-106 | EC030-3HZC |  | 1-18x20x1 TA
51617 | Exhaust Heat Pump (HPE-107), Women's 1011 | BD0421.D3090 | HPE-107 | EC096-3HZC |  | 2-20x35x1 TA
51618 | Exhaust Heat Pump (HPE-201), Women's 2025 | BD0421.D3090 | HPE-201 | EC048-5HZC |  | 1-18x20x1 TA
51619 | Exhaust Heat Pump (HPE-202), Women's 2003 | BD0421.D3090 | HPE-202 | EC030-3HZC |  | 1-18x20x1 TA
51620 | Exhaust Heat Pump (HPE-203), Men's 2017 | BD0421.D3090 | HPE-203 | EC030-3HZC |  | 1-18x20x1 TA
51621 | Exhaust Heat Pump (HPE-204), Maintenance 2007 | BD0421.D3090 | HPE-204 | EC015-3HZC |  | 1-16x20x1 TA
51698 | Supply Heat Pump (HPS-203), Viewing NW Upper | BD0421.I1000 | HPS-203 |  |  | 1-18x20x1 TA
51696 | Dry Cooler (DC-101), Server Room, Back up water cooler | BD0421.I1000 | DC-101
51697 | Heat Pump (Water to Water) (WW-101), Zamboni Room 1139, Server Room | BD0421.I1000 | WW-101
60509 | Heat Pump (Water to Water) (WW-102), Zamboni Room 1139, Server Room | BD0421.I1000 | WW-102
BD0424.D3000 | GLEN PINE PAVILION - 1200 Glen Pine Court | BD0424.D3000
45371 | Unit Heater, Mechanical Penthouse | BD0424.D3020 | UH-1 | H3
45372 | AHU 1, Mechanical Penthouse, First and Second Floors | BD0424.D3040 | AHU-1 | CAH035GDAC | FBOU070100722 | 15-20x20x2 PL /3yr bag filters > 15 - 20x20x12 (part ZPS20201265HO) | 2-B97 ¦ 3-B57
45376 | Exhaust Fan, Roof, Janitor Room | BD0424.D3040 | EF-1 | GB-071-6 |  |  | 1-3L180
45377 | Exhaust Fan, Roof, Kitchen Dish Washer | BD0424.D3040 | EF-2 | GB-071-6 |  |  | 1-3L180
45378 | Exhaust Fan, Roof, Kitchen Hood | BD0424.D3040 | EF-3 | Cube-161-15 |  |  | 1-4L260
45379 | Exhaust Fan, Roof, Lower Washrooms | BD0424.D3040 | EF-4 | GB-091-4 |  |  | 1-3L180
45380 | Exhaust Fan, Roof, upper washrooms | BD0424.D3040 | EF-5 | GB-091-4 |  |  | 1-3L190
45381 | Exhaust Fan, Roof, upper Floor Washroom | BD0424.D3040 | EF-7 | GB-071-6 |  |  | 1-3L180
45382 | Exhaust Fan, Roof, Craft Room 114 | BD0424.D3040 | EF-8 | GB-081-6 |  |  | 1-3L180
45383 | Exhaust Fan, Roof, Craft Room 113 | BD0424.D3040 | EF-9 | GB-071-6 |  |  | 1-3L180
45384 | Force Flows, Main Vestibule Room 108 | BD0424.D3040 | FF-1 | RC-1200-02
45385 | Force Flows, Lower Vestibule Room 102 | BD0424.D3040 | FF-2 | RC-1200-02
45386 | Force Flows, Lower lobby Room 101 | BD0424.D3040 | FF-3 | RC-1200-02
45375 | Make up Air, Roof, Kitchen Makeup air | BD0424.D3040 | MUA-1 | PDFHGASF12C | 10728657 | 8-12x25x2 Pleated
68075 | PSF-1, Parkade Supply Fan, Glen Pine | BD0424.D3040 | PSF-1 | TCVA | 06222797-1-2
BD0429.D3000 | Centennial Pavilion - 630 Poirier St | BD0429.D3000
52076 | Air Conditioner, AHU-1, Westside ground level, Main Hall | BD0429.D3000 | AHU-1 | ZH120N15S2AAA4B | NOE9840127 | 4-20x24x2 TA | 1-B56
52077 | Roof Top Unit, AHU-2, Roof top, Main Hall | BD0429.D3000 | AHU-2 | Z0086NO828AAA1C | NOE4845574 | 1-14x25x2 TA ¦ 2-14x20x2 TA | 1-A37
52078 | Roof Top Unit, AHU-3, Roof top, Front Foyer | BD0429.D3000 | AHU-3 | ZJO36N08P2AAAK | NOE984557S | 1-14x25x2 TA ¦ 2-14x20x2 TA | 1-A37
52079 | Roof Top Unit, AHU-4, Roof top, Kitchen, Storerooms | BD0429.D3000 | AHU-4 | ZJO36N08P2AANC | NOE9845573 | 1-14x25x2 TA ¦ 2-14x20x2 TA | 1-A37
56502 | Exhaust Fan, Central Roof, EF-1 | BD0429.D3040 | EF-1
56501 | Exhaust Fan, East Side Roof, EF-2 | BD0429.D3040 | EF-2 | Domex | 0B051
BD0431.D3000 | COQUITLAM CITY CENTER LIBRARY - 1169 Pinetree Way | BD0431.D3000 |  |  |  | all filters / not as per unit
58718 | ENTRANCE HEATER - ENTRANCE (currently not in use) | BD0431.D3020 | UH-101 | HV144 3XGTS |  | 10-14x47x1 Pleated
58719 | AC - IT ROOM | BD0431.D3030 | AC-1 | PKA+A12HA |  | 12-14x38x1 Pleated
58720 | AC - Parking Mechanical Room | BD0431.D3030 | AC-2 | PUY-A12NHA4 |  | 4-10x46x1 Pleated
58753 | FLUID COOLER - PARKADE | BD0431.D3030 | FLC-1 |  |  | 4-10x40x1 Pleated
58749 | WATER TO WATER HEAT PUMP - Parking Mechanical Room | BD0431.D3030 | HP-1 | UCH030AN ASACB0S UCH050AN ASACB0S |  | 6-16x20x2 Pleated
58708 | HEAT PUMP COLD SIDE - Parking Mechanical Room | BD0431.D3030 | P-8 | SERIES 4280 4x3x8.5 |  | 6-20x20x4 Pleated
58709 | HEAT PUMP HOT SIDE - Parking Mechanical Room | BD0431.D3030 | P-9 | SERIES 4280 3x2.5x6 |  | 2-24x25x1 Pleated
58714 | MALE/FEMALE WC - RETAIL PARKING L1 - MECH. ROOM | BD0431.D3040 | EF-1 | BDF 90 4
58715 | WC 138/115 & JANITORS ROOM 129 - VESTIBULE 131 | BD0431.D3040 | EF-2 | CSP A390
58716 | GARBAGE/RECYCLING 134 - SHIPPING RECEIVING 132 | BD0431.D3040 | EF-3 | CSP A250 |  |  | 1-A42
58717 | ELECTRICAL ROOM - VESTIBULE 131 | BD0431.D3040 | EF-4 | BDF 80 4 |  |  | 1-3L370
58700 | Air Handling Unit - Parking Mechanical Room | BD0431.D3040 | MUA -1 | W-2-08i-WW-HW-CW-X-G
58745 | FAN COIL - LOBBY | BD0431.D3050 | FC-101 | 16PHYB-31
58748 | FAN COIL - MEETING ROOM | BD0431.D3050 | FC-103 | 10PHBC-41
58740 | FAN COIL - LIBRARY | BD0431.D3050 | FC-106-1 | 16PHYB-31
58741 | FAN COIL - LIBRARY | BD0431.D3050 | FC-106-2 | 16PHYB-31
58742 | FAN COIL - LIBRARY | BD0431.D3050 | FC-106-3 | 16PHYB-31
58743 | FAN COIL - LIBRARY | BD0431.D3050 | FC-106-4 | 16PHYB-31
58734 | FAN COIL - LOUNGE | BD0431.D3050 | FC-106-5 | 16PHYB-31
58747 | FAN COIL - OFFICE | BD0431.D3050 | FC-107 | 16PHYB-31
58739 | FAN COIL - OFFICE | BD0431.D3050 | FC-108 | 16PHYB-41
58738 | FAN COIL - SUPERVISOR | BD0431.D3050 | FC-110 | 8PHBC-31
58737 | FAN COIL - COMPUTER ROOM | BD0431.D3050 | FC-111 | 10PHBC-31
58736 | FAN COIL - OFFICE | BD0431.D3050 | FC-119 | 10PHBC-31
58746 | FAN COIL - DIGITAL MEDIA | BD0431.D3050 | FC-120 | 10PHBC-31
58735 | FAN COIL - LOUNGE | BD0431.D3050 | FC-125 | 16PHYB-41
58733 | FAN COIL - MULTI PURPOSE | BD0431.D3050 | FC-127 | 20PHYB-31
58730 | FAN COIL - OFFICE | BD0431.D3050 | FC-135 | 8PHBC-31
58732 | FAN COIL - MULTI PURPOSE | BD0431.D3050 | FC-136 | 20PHYB-31
58731 | FAN COIL - MULTI PURPOSE | BD0431.D3050 | FC-137 | 20PHYB-31
58729 | FAN COIL - LOUNGE | BD0431.D3050 | FC-140 | 16PHYB-31
58726 | FAN COIL - LOUNGE | BD0431.D3050 | FC-141-1 | 20PHYB-41
58727 | FAN COIL - LOUNGE | BD0431.D3050 | FC-141-2 | 20PHYB-41
58728 | FAN COIL - LOUNGE | BD0431.D3050 | FC-141-3 | 90SHW4-90HWK
58721 | FAN COIL - LOUNGE | BD0431.D3050 | FC-145-1 | 20PHYB-41
58722 | FAN COIL - LOUNGE | BD0431.D3050 | FC-145-2 | 20PHYB-41
58723 | FAN COIL - LOUNGE | BD0431.D3050 | FC-145-3 | 20PHYB-41
58724 | FAN COIL - LOUNGE | BD0431.D3050 | FC-145-4 | 8PHBC-31
58725 | FAN COIL - LOUNGE | BD0431.D3050 | FC-145-5 | 8PHBC-31
58744 | FAN COIL - LIBRARY | BD0431.D3050 | FC-147 | 20PHYB-42
BD0433.D3000 | BOOTH FARM HOUSE- 1746 Brunette Ave | BD0433.D3000
72777 | Boiler, B-1, Gas Fired Boiler - Hydro Therm, Booth Farm (residential unit) | BD0433.D3000 | B-1 | HC-125 | CFD1075
BD0434.D3000 | TC FIRE PORTABLE - 1300 Pinetree Way | BD0434.D3000
72124 | Furnace, FURN1, Closet, TC Fire Portable | BD0434.D3020 | FURN1 | ME12CN21C | W2F0925047 | 1" Pleat
98207 | Condensing unit, CU-1, Outside, TC Fire Portable | BD0434.D3030 | CU-1 | YHE36B22SA | W2L0277229
BD0435.D3000 | BURQUITLAM CARE FACILITY - 560 Sydney Ave | BD0435.D3000
77512 | Supply Fan, SF2 - Upper Mechanical - serves Ground Floor | BD0435.D3040 | SF2
77513 | Supply Fan, SF7 - Upper Mechanical - serves Kitchen | BD0435.D3040 | SF7
77514 | Perimeter Heat System - Hydronic Fin Tube (76 units) | BD0435.D3040
77515 | Exhaust Fan, EF6 - Upper Mechanical - serves kitchen (see SF7) | BD0435.D3040 | EF6
77517 | Residential Exhaust Fans (76 Fans) | BD0435.D3040
77518 | Return Fan, RF3 - Upper Mechanical - serves all floors | BD0435.D3040 | RF3
77519 | Supply Fan, SF1 - Upper Mechanical - serves 2nd and 3rd Floor | BD0435.D3040 | SF1
77520 | Exhaust Fan, EF5 - Upper Mechanical - general building exhaust | BD0435.D3040 | EF5
77523 | Coil Unit, CU1 - Roof Top - serves ground floor sunroom | BD0435.D3040 | CU1 | HIDA018S06A | EBAM 038022
77524 | Rooftop Unitary AC, AC2 - Rooftop - serves 2nd and 3rd floor sunrooms | BD0435.D3050 | AC2 | DIPA30A06A | NMAM 170377
77528 | Packaged Terminal Air Conditioner, AC3 - serves 2nd Floor Nurse Station | BD0435.D3050 | AC3 | CWC Series
77530 | Package AC Unit, AC1 - Accountants Office Ceiling - serves offices | BD0435.D3050 | AC1 | 50HAQA30ZMC301
77531 | Cabinet Unit Heater, CUH1 - Hot Water | BD0435.D3050 | CUH1
77532 | Packaged Terminal Air Conditioner, AC4 - serves 3rd Floor Nurse Station | BD0435.D3050 | AC4
BD0436.D3000 | Foster Tennis Facility - 1650 Foster Ave | BD0436.D3000
89689 | Roof Top Unit, RTU-1, Roof | BD0436.D3050 | RTU-1 | 48TJE012501GA | 2494G30242 | 4 - 20x20x2 PL | A-48
89690 | Exhaust Fan, EF-1, Washroom | BD0436.D3040 | EF-1
CODE | Equipment that require MONTHLY filter replacements | *All Building Highlighted in Blue require a combination of Merv-13 and Carbon Filters |  |  |  | *All Buildings Highlighted in yellow require Merv-13 Filters
Poirier Forum Dehumidifier
PSLC Arena AHU3 Dehumidifier
PSLC Arean AHU2 Dehumidifier
Dogwood RTU 1 Wood Working Shop
CCAC Complete Set
PSB Complete Set